## Schedule of Items (hidden)
CONSTRUCTION OF 04 NOS. HIG, 14 NOS. MIG & 25 NOS. LIG HOUSES, 41 NOS. EWS HOUSES INCLUDING EXTERNAL DEVELOPMENT WORK (RCC ROAD, RCC CULBRT,WATER SUPPLY,SUMP WELL,SUMP HOUSE, SEPTIC TANK,WATER SUPPLY,SEWERAGE LING,LOW LAYING AREA,RAMP,GARDEN ) UNDER GENERAL SCHEME AT DEORIKHURD PHASE-III, BILASPUR (C.G.)
S.No. | S.O.R. | DESCRIPTION | UNIT | RATE
| NO. |  |  | In Figure | In Words
1 | 2 | 3 | 4 | 5 | 6
CIVIL WORK
1 | 1.1.1 | Excavation for all types and sizes of foundations, trenches and drains or for any other purpose including disposal of excavated stuff upto 1.5 m lift and lead upto 50m (at least 5m away from the excavated area), including dressing and leveling of pits. In all types of soils. | Cum. | 185 | Rupees One Hundred EightyFive Only
2 | 1.4 | Clearing jungle including uprooting of rank vegetation, grass, brush wood, trees and saplings of girth upto 30 cm measured at a height of 1 m above ground level and removal of rubbish upto a distance of 50 m outside the periphery of the area cleared. | Sqm. | 7.2 | Rupees Three Paise Seventy Only
3 | 1.6.1 | Extra for every additional lift of 1.5 m or part thereof. All types of soils | cum | 26.5 | Rupees TwentySix Paise Fifty Only
4 | 1.17 | Filling from available excavated stuff (Excluding rock) in trenches, plinth, sides of foundation etc. in layers not exceeding 20cm in depth consolidating each deposited layer by ramming and watering with a lead upto 50 M. and lift upto 1.5 M. | cum | 65 | Rupees SixtyFive Only
5 | 1.18 | Providing and filling in plinth with sand/ Crusher dust and hard moorum under floor in layers not exceeding 20cm in depth consolidating each deposited layer by ramming and watering, including dressing etc. complete. | Cum. | 371 | Rupees Three Hundred SeventyOne Only
6 | 1.25.1 | Diluting chemical emulsion (Chlorpyriphos/ lindane) in water as per manufacturers recommendation and injecting for pre-constructional curative cum preventive anti-termite treatment:(Five year service guarantee bond to be signed by contractor) Surface treatment by spreading emulsion under floor, over the plinth area before laying base concrete @ 5 litres / sqm. | Sqm. | 27.5 | Rupees TwentySeven Paise Fifty Only
7 | 2.1.1 | Providing and fixing form work including centring, shuttering, strutting, staging, propping bracing etc. complete and including its removal at all levels, for: Foundations, footings, bases of columns plinth beam, curtain wall in any shape and size and all type of wall below plinth level. | Sqm. | 139 | Rupees One Hundred ThirtyNine Only
8 | 2.1.3 | Providing and fixing form work including centring, shuttering, strutting, staging, propping bracing etc. complete and including its removal at all levels, for: Window sills, anchor blocks, string course, bends, copings, bed plates and | Sqm | 184 | Rupees One Hundred EightyFour Only
9 | 2.1.5 | Providing and fixing form work including centring, shuttering, strutting staging, propping bracing etc. complete and including its removal at all levels, for: Columns, Pillars, Piers and likes- rectangular or square in shape | Sqm. | 297 | Rupees Two Hundred NinetySeven Only
10 | 2.1.7 | Providing and fixing form work including centring, shuttering, strutting staging, propping bracing etc. complete and including its removal at all levels, for: Suspended floors, roofs, access platform, balconies (plain surfaces) and shelves (cast in situ) | Sqm. | 235 | Rupees Two Hundred ThirtyFive Only
11 | 2.1.8 | Providing and fixing form work including centring, shuttering, strutting staging, propping bracing etc. complete and including its removal at all levels, for: Beams, lintels, cantilevers & walls | Sqm. | 202 | Rupees Two Hundred Two Only
12 | 2.1.13 | Providing and fixing form work including centring, shuttering, strutting staging, propping bracing etc. complete and including its removal at all levels, for: Weather shade, chhajja, Cornices and mouldings | Sqm. | 294 | Rupees Two Hundred NinetyFour Only
13 | 3.1.2 | Providing and laying nominal mix plain cement concrete with crushed stone aggregate using concrete mixer in all works upto plinth level excluding cost of form work.1:4:8 (1 cement : 4 coarse sand : 8 graded stone aggregate 40mm nominal size). 1:4:8 (1 cement : 4 coarse sand : 8 graded stone aggregate 40mm nominal size). | Cum | 2659 | Rupees Two Thousand Six Hundred FiftyNine Only
14 | 3.1.4 | Providing and laying nominal mix plain cement concrete with crushed stone aggregate using concrete mixer in all works upto plinth level excluding cost of form work. 1:2:4 (1 cement : 2 coarse sand : 4 graded stone aggregate 40mm nominal size). | Cum | 3552 | Rupees Three Thousand Five Hundred FiftyTwo Only
15 | 3.2.1 | Providing and laying nominal mix reinforced cement concrete with crushed stone aggregate using concrete mixer in all works upto plinth level excluding cost of form work. 1:1½:3 (1 cement : 1½ coarse sand : 3 graded stone aggregate 20mm nominal size). | cum | 4163 | Rupees Four Thousand One Hundred SixtyThree Only
16 | 3.2.1 + 3.4 | Providing and laying nominal mix reinforced cement concrete with crushed stone aggregate using concrete mixer in all works upto plinth level excluding cost of form work. 1:1½:3 (1 cement : 1½ coarse sand : 3 graded stone aggregate 20mm nominal size). Extra for laying PCC/RCC of any grade in superstructure above plinth level for every floor or part thereof in addition to rate for foundation and plinth: ( Ground Floor ) | cum | 4260.5 | Rupees Four Thousand Two Hundred Sixty Paise Fifty Only
17 | 3.2.1 + 3.4 | Providing and laying nominal mix reinforced cement concrete with crushed stone aggregate using concrete mixer in all works upto plinth level excluding cost of form work. 1:1½:3 (1 cement : 1½ coarse sand : 3 graded stone aggregate 20mm nominal size). Extra for laying PCC/RCC of any grade in superstructure above plinth level for every floor or part thereof in addition to rate for foundation and plinth: ( First Floor ) | cum | 4358 | Rupees Four Thousand Three Hundred FiftyEight Only
18 | 3.12.1 | Providing and placing in position reinforcement for R.C.C. work including straightening, cutting, bending, binding etc. complete as per drawings including cost of binding wire in foundation and plinth all complete: Thermo-Mechanically treated bars FE 415 Make- Jindal/Shristi/Fortune. | Kg | 54.5 | Rupees FiftyFour Paise Fifty Only
19 | 3.13 | Providing and laying damp proof course (upto 50mm thick) with plain cement concrete 1:2:4 (1 cement : 2 coarse sand : 4 graded crushed stone aggregate 20mm nominal size) including form work. | Cum | 4237 | Rupees Four Thousand Two Hundred ThirtySeven Only
20 | 3.21.2 | Providing and fixing in position impregnated fibre board confirming to IS: 1838 in expansion joints, including cost of primer, sealing compound all complete. 25mm thick | Sqm | 768 | Rupees Seven Hundred SixtyEight Only
21 | 4.13.1 | Grading roof for water proofing treatment with: Cement concrete 1:2:4 (1 cement : 2 coarse aggregate 20 mm nominal size) sand : 4 graded stone | Cum | 3817 | Rupees Three Thousand Eight Hundred Seventeen Only
22 | 7.5.4 | Brick work with modular fly-ash lime bricks (FaLG Bricks) confirming to IS:12894-2002 of class designation 4.0 in foundation and plinth in: Cement Mortar 1:6 (1 cement : 6 coarse sand) | Cum | 3263 | Rupees Three Thousand Two Hundred SixtyThree Only
23 | 7.6 | Extra for brick work in superstructure above plinth level for every floor or part thereof in addition to rate for foundation and plinth: ( Ground Floor ) | Cum | 121 | Rupees One Hundred TwentyOne Only
24 | 7.11.2 | Half brick thick brick masonry with fly-ash lime bricks (FaLG Bricks) confirming to IS:12894-2002 of class designation 40 in superstructure above plinth level. Cement Mortar 1:4 (1 cement : 4 coarse sand) | Sqm | 382 | Rupees Three Hundred EightyTwo Only
25 | 7.12 | Extra for half brick work in superstructure above plinth level for every story or part therefore in addition to rate for upto plinth level | Sqm | 11 | Rupees Eleven Only
26 | 7.2 | Extra for providing and placing in position hoping 25x1.60 mm or 2 nos 6mm dia MS bar reinforcement at every third course of half brick masonary | Sqm | 62.5 | Rupees SixtyTwo Paise Fifty Only
27 | 8.1.2 | Providing wood work in frames of doors, windows, clerestory windows and other frames wrought framed and fixed in position. Sal, bijasal, benteak, khair, haldu | Cum | 61051 | Rupees SixtyOne Thousand FiftyOne Only
28 | 8.3 | Providing 40x5mm iron hold fast 40cm long including fixing to frame with 10mm bolts nuts and wooden plug and embedding in Cement Concrete 1:2:4 in blocks of size 30x10x15cm. | Each | 72.5 | Rupees SeventyTwo Paise Fifty Only
29 | 8.4.1 | Providing and fixing Dash fastener (for fixing door/ window frames) on C.C. / R.C.C./ Brick masonry surface backing including drilling necessary holes and the cost of bolt etc complete. Dash fastener 6x75mm | Each | 20.5 | Rupees Twenty Paise Fifty Only
30 | 8.13.2 | Providing and fixing flush door shutters, conforming to IS 2202 (Part 1), interior grade, commercial type, core of block board construction with frame of first class hard wood and well matched commercial ply veneering with vertical grains, cross bands and face veneers on both faces of shutters excluding hinges. 35 mm. thick (single leaf) | Sqm | 1370 | Rupees One Thousand Three Hundred Seventy Only
31 | 8.13.3 | Providing and fixing flush door shutters, conforming to IS 2202 (Part 1), interior grade, commercial type, core of block board construction with frame of first class hard wood and well matched commercial ply veneering with vertical grains, cross bands and face veneers on both faces of shutters excluding hinges. 30 mm. thick (single leaf) | Sqm | 1197 | Rupees One Thousand One Hundred NinetySeven Only
32 | 8.107.1 | Providing and fixing powder coated M.S. butt hinges with necessary iron screws: M.S. Hinges (125x65x2.12mm) | Each | 36.5 | Rupees ThirtySix Paise Fifty Only
33 | 8.112.1 | Providing and fixing powder coated M.S. sliding door bolts with bolts, nuts and necessary iron screws: 300x16 mm | each | 135 | Rupees One Hundred ThirtyFive Only
34 | 8.113.2 | Providing and fixing powder coated M.S. door latch with necessary iron screws: 250x20x16 mm | Each | 41 | Rupees FourtyOne Only
35 | 8.115.1 | Providing and fixing powder coated M.S. tower bolts (Barrel type) with necessary iron screws: M.S tower bolt (250x10mm) | Each | 42.5 | Rupees FourtyTwo Paise Fifty Only
36 | 8.116.1 | Providing and fixing powder coated M.S. handles with necessary iron screws: M.S Handle (125mm) | Each | 61.5 | Rupees SixtyOne Paise Fifty Only
37 | 8.119 | Providing and fixing powder coated MS hanging door stopper with necessary powder coated MS steel screws complete. Single | Each | 15 | Rupees Fifteen Only
38 | 8.121.2 | Providing and fixing aluminium door latch with 12mm rod, necessary nickel plated iron nuts bolts and screws etc complete. 250x12mm | each | 51.5 | Rupees FiftyOne Paise Fifty Only
39 | 8.122.5 | Providing and fixing aluminium tower bolts (Barrel type) with necessary nickel plated iron screws etc complete. 75 x10mm | each | 24.5 | Rupees TwentyFour Paise Fifty Only
40 | 8.123.3 | Providing and fixing aluminium door handles 2.5mm thick with necessary nickel plated iron screws etc complete. 100 mm | each | 21.5 | Rupees TwentyOne Paise Fifty Only
41 | 8.151.1 | Providing and fixing factory made P.V.C. door frame of size 50x47mm with a wall thickness of 5mm, made out of extruded 5mm rigid PVC foam sheet mitred at corners and joined with 2 Nos of 150mm long brackets of 15x15mm M.S. square tube, the vertical door profiles to be reinforced with 19x19mm M.S. square tube of 19 gauge, EPDM rubber gasket weather seal to be provided through out the frame. The door frame to be fixed to the wall using M.S. screws of 65/100mm size complete as per manufacturers specification and direction of Engineer-in-Charge. PVC Door Frame Make Sintex. | Mtr | 346 | Rupees Three Hundred FourtySix Only
42 | 8.152.1 | Providing and fixing 30mm thick factory made panel PVC door shutter consisting of frame made out of M.S. tubes of 19 gauge thickness and size of 19mm x 19mm for styles and 15x15mm for top & bottom rails. M.S. frame shall have a coat of steel primers of approved make and manufacture. M.S. frame covered with 5mm thick heat moulded PVC 'C' channel of size 30mm thickness, 70mm width out of which 50mm shall be flat and 20mm shall be tapered in 45degree angle on either side forming styles; and 5mm thick, 95mm wide PVC sheet out of which 75mm shall be flat and 20mm shall be tapered in 45 degree on the inner side to form top and bottom rail and 115mm wide PVC sheet out of which 75mm shall be flat and 20mm shall be tapered on both sides to form lock rail. Top, bottom and lock rails shall be provided either side of the panel. 10mm (5mm x 2 ) thick, 20mm wide cross PVC sheet be provided as gap insert for top rail & bottom rail. paneling of 5mm thick both side PVC sheet to be fitted in the M.S. frame welded/ sealed to the styles & rails with 7mm (5mm+2mm) thick x 15mm wide PVC sheet beading on inner side, and joined together with solvent cement adhesive. An additional 5mm thick PVC strip of 20mm width is to be stuck on the interior side of the 'C' Channel using PVC solvent adhesive etc. complete as per Manufacturer’s specification including 3 nos ISI marked stainless steel hinges of size 100x58x1.9 mm complete. (for W.C. and bathroom door shutter).PVC door shutter PVC Door Shutter Make Sintex. | Sqm | 2318 | Rupees Two Thousand Three Hundred Eighteen Only
43 | 9.15 | Providing and fixing M.S. grill of approved pattern made of M.S. flats or square or round bars welded to steel frame of windows etc. including applying a priming coat welded to frame with all necessary fitting complete including applying a priming of red oxide zinc chromate primer. | Kg | 67.5 | Rupees SixtySeven Paise Fifty Only
44 | 9.16.2 | Providing and fixing M.S. frames of doors, windows, ventilators and cupboards joints mitred and welded with 15x3 mm lugs 10cm long embedded in cement concrete blocks 15x10x10cm of grade M-10 or with wooden plugs and screws or with dash fastener or rawl plugs and screws or with fixing clips or with bolts and nuts as required including fixing of necessary butt hinges and screws and applying a priming coat of approved steel primer. Angle-iron frames | Kg. | 73.5 | Rupees SeventyThree Paise Fifty Only
45 | 9.17 | Providing and fixing factory made ISI marks steel doors, windows and ventilators side/ top/ centre hung made up of standard rolled steel section conforming to IS 1038:1968 (viz. F7D, F4B, K11 and K12B etc.), joints mitred and flash butt and sash bars tenoned and riveted/ welded with 10 cm long lugs of size 15x3mm embedded in cement concrete block 15x10x10 cms of 1:3:6 (1 cement :3 Coarse sand: 6 graded stone aggregate 20 mm nominal size) or rawl plugs and screws or with bolts and nuts as required including providing and fixing of hinges, pivots, handles, pegs, stays, rolling devices, locking arrangements, spring catch etc., as required complete including applying a priming coat of red oxide zinc chromate primer. | Kg | 88 | Rupees EightyEight Only
46 | 9.21.1 | Providing and fixing float glass panes with steel glazing clips and special metal sash putty of approved make in steel doors, windows, ventilators: 4mm thick | Sqm. | 535 | Rupees Five Hundred ThirtyFive Only
47 | 9.34 | Providing and fixing stainless wire gauge of average width of aperture 1.56mm with wire of 0.35mm to existing steel door, window shutter frames with necessary M.S. strip beading etc. complete. | sqm | 791 | Rupees Seven Hundred NinetyOne Only
48 | 9.47.2 | Providing and fixing aluminium work for doors, windows, ventilators and partitions made out of extruded aluminium standard sections (main section with minimum 1.5mm thickness) conforming to IS: 733, IS 1285 mitred and jointed mechanically including aluminium cleats, neoprene weather stripping gasket beveled edge beading, screws duly fixed in wall/ floor with fixing clips or hold fasteners or bolts and nuts as required aluminium sections shall be anodized transparent or dyed to approved shade according to IS: 1868, minimum anodic coating shall be of grade AC-15. (Glazing to be paid for separately: For shutter of doors, windows & ventilators including providing and making provision for fixing of fitting wherever required including the cost of PVC/neoprene gasket required (Fittings shall be paid for separately). Make- Hindalco. | Kg | 338 | Rupees Three Hundred ThirtyEight Only
49 | 9.51.2 | Providing and fixing glazing in aluminium door, window, ventilator shutters and partitions etc. with PVC/ neoprene gasket etc. complete. (Cost of aluminium snap beading shall be paid in basic item): With float glass panes of 5 mm thickness | Sqm | 708 | Rupees Seven Hundred Eight Only
50 | 10.41 | Providing gola 75x75 mm in cement concrete 1:2:4 (1 cement : 2 coarse sand : 4 stone aggregate 10mm and down grade) including finishing with cement mortar 1:3 (1 cement : 3 fine sand) as per standard design | Mtr | 68 | Rupees SixtyEight Only
51 | 11.1.2 | Providing and making 6mm thick cement plaster of mix: In Cement mortar 1:4 (1 cement : 4 fine sand) | Sqm | 87 | Rupees EightySeven Only
52 | 11.2.3 | Providing and making 12mm thick cement plaster on stone masonry of mix: In Cement Mortar 1:5 (1 cement : 5 fine sand) | Sqm | 96.5 | Rupees NinetySix Paise Fifty Only
53 | 11.3.3 | Providing and making 15mm thick cement plaster on the rough side of single or half brick wall of mix: In Cement Mortar 1:5 (1 cement : 5 fine sand) | Sqm | 113 | Rupees One Hundred Thirteen Only
54 | 11.5 | Neat Cement punning. | Sqm | 33 | Rupees ThirtyThree Only
55 | 11.7 | Providing and making 18 mm thick cement plaster with under layer of 12mm thick cement plaster 1:5 (1 cement : 5 fine sand) finished with a top layer of 6mm thick cement plaster 1:3 (1 cement : 3 fine sand). | sqm | 163 | Rupees One Hundred SixtyThree Only
56 | 11.32.3 | Providing and making 18 mm thick plain cement mortar band in cement mortar 1:4 (1 cement : 4 fine sand) per cm width: Raised Band | Mtr | 3.3 | Rupees Three Paise Thirty Only
57 | 11.32.4 | Providing and making 18 mm thick plain cement mortar band in cement mortar 1:4 (1 cement : 4 fine sand) per cm width: Drip course | Mtr | 3.6 | Rupees Three Paise Sixty Only
58 | 11.4 | Making grove in cement plaster while plastering upto10 mm deep and 10 mm wide. | metre | 1.3 | Rupee One Paise Thirty Only
59 | 11.41 | Providing and fixing chicken mesh weighting not less than 250 gms/sqm as per IS : specification in the required width with 40mm long steel nails on vertical and horizontal surface near R.C.C. and brick walls junctions including scaffolding and all lead and lifts etc. Complete before plastering upto 10mts in height. | sqm | 86 | Rupees EightySix Only
60 | 2012-07-01 | Providing and fixing ceramic glazed wall tiles conforming to IS : 15622 of approved make, colours, shades and size on wall and dados over 12 mm thick bed of cement Mortar 1:3 (1 cement : 3 coarse sand) and jointing with grey cement slurry @ 3.3kg per sqm including pointing in white cement mixed with matching pigment complete. Size upto 200x300mm Make-Orient/RAK/Nitco. | sqm | 587 | Rupees Five Hundred EightySeven Only
61 | 12.7.2 | Providing and fixing ceramic glazed wall tiles conforming to IS : 15622 of approved make, colours, shades and size on wall and dados over 12 mm thick bed of cement Mortar 1:3 (1 cement : 3 coarse sand) and jointing with grey cement slurry @ 3.3kg per sqm including pointing in white cement mixed with matching pigment complete. Size above 200x300mm Make-Orient/RAK/Nitco. | Sqm | 646 | Rupees Six Hundred FourtySix Only
62 | 12.9.2 | Providing and laying ceramic glazed floor tiles conforming to IS : 15622 of approved size, make, colour, shade laid on 20 mm thick Cement Mortar 1:4 (1 cement : 4 coarse sand) including pointing the joints with white cement mixed with matching pigment etc., complete.Size above 300x300mm 300x300 Glazed Floor Tiles Make-Orient/RAK/Nitco. | Sqm | 692 | Rupees Six Hundred NinetyTwo Only
63 | 12.13.1 | Providing and laying vitrified floor tiles with double charge/ multi charge printing with water absorption less than 0.5% and conforming to IS : 15622 of approved make in all colours and shades and size mentioned below (+/- 10mm), laid on 20mm thick cement mortar 1:4 (1 cement : 4 coarse sand) including grouting the joints with white cement and matching pigments etc. complete. Size 600x600mm Make-Orient/RAK/Nitco. | sqm | 1151 | Rupees One Thousand One Hundred FiftyOne Only
64 | 12.43 | Extra for nosing in marble stone for treads. | Mtr | 81 | Rupees EightyOne Only
65 | 12.45.2 | 15 mm thick Table rubbed polished Granite stone slab flooring laid over 20mm (Average) thick base of cement mortar 1:4 (1 cement : 4 coarse sand) laid and jointed with grey cement slurry including rubbing and polishing etc. complete. (Area of slab should be 0.50 sqm and above) Granite stone black | sqm | 2646 | Rupees Two Thousand Six Hundred FourtySix Only
66 | 12.56 | 25mm thick Local RAJIM/ Red Flag stone slab flooring laid over 20mm (Average) thick base of cement mortar 1:4 (1 cement : 4 coarse sand) laid over & jointed with grey cement slurry mixed with pigments to match the shade of the stone i/c grinding, rubbing and polishing. | Sqm | 516 | Rupees Five Hundred Sixteen Only
67 | 12.65.1 | Providing & laying 60mm thick precast interlocking concrete blocks of approved size (approx 305 sqcm) and shape/ pattern, over 40 mm thick average complete coarse sand bed with joints of 3mm thick filled by fine sand including leveling with surface vibrator, temping and sweeping etc. complete of minimum compressive strength of 250 kg/sq.cm Plain/ normal coloured precast interlock concrete block | sqm | 436 | Rupees Four Hundred ThirtySix Only
68 | 13.3.5 | 15 mm thick Marble work (machine cut, table rubbed & polished) for kitchen platform, vanity counters, window sills and similar locations of required size laid over 20mm thick base cement mortar 1:4 (1 cement : 4 coarse sand) including joints treated with white cement mixed with matching pigment including rubbing and polishing to edge moulding to give high gloss finish. Udaipur green marble | Sqm | 1808 | Rupees One Thousand Eight Hundred Eight Only
69 | 14.9.1 | Distempering with acrylic washable distemper to give an even shade . On new work (Two or more coats) Make- Asian/Nerolac. | Sqm | 38 | Rupees ThirtyEight Only
70 | 14.13 | Providing and applying 2mm thick ready mix exterior grade approved make putty (like Birla wall care, Alltek Superfine W/R of (NCL), Asian, ICI, Nerolac, J.K. wall putty) on walls to make the surface smooth and even. | Sqm | 94.5 | Rupees NinetyFour Paise Fifty Only
71 | 14.15.1 | Painting exterior surface with ACRYLIC SMOOTH exterior paint of required shade as per manufacturer's specifications to give protective and decorative finish including cleaning washing of surface etc. complete with: On new work (Two or more coats applied @ 1.43 ltr/ 10 sqm over and including priming coat of exterior primer applied @ 2.20 kg/ 10 sqm) Make- Asian/Nerolac. | Sqm | 56 | Rupees FiftySix Only
72 | 14.16.1 | Painting exterior surface with PREMIUM ACRYLIC SMOOTH exterior paint of required shade as per manufacturer's specifications to give protective and decorative finish includin On new work (Two or more coats ) Make- Asian/Nerolac. | sqm | 74.5 | Rupees SeventyFour Paise Fifty Only
73 | 14.22.1 | Painting on new work (two or more coats) to give an even shade with: Satin synthetic enamel paint Make- Asian/Nerolac. | Sqm | 55 | Rupees FiftyFive Only
Sanitary & Water Supply Work
74 | 18.1.3 | Providing and fixing water closet squatting pan (Indian type W.C. pan ), 100mm sand cast Iron P or S trap, 10 litre low level P.V.C. flushing cistern (same colour) conforming to IS : 7231, with flush bend and other fittings and fixtures complete including cutting and making good the walls and floors wherever required : White Orissa pattern W.C. pan of size 580x440 mm Make-Parryware/Kohler/hindware. | Each | 2899 | Rupees Two Thousand Eight Hundred NinetyNine Only
75 | 18.4.1 | Providing and fixing vitreous china water closet (European type W.C. pan) with white ISI marked plastic seat and lid, 10 litre low level white P.V.C. flushing cistern (same colour), conforming to IS : 7231, with all fittings and fixtures complete including cutting and making good the walls and floors wherever required : White pedestal type Make-Parryware/Kohler/hindware. | Each | 2882 | Rupees Two Thousand Eight Hundred Eighty Two Only
76 | 18.17.1 | Providing and fixing vitreous china wash basin with C.I. brackets, 32 mm C.P. brass waste of standard pattern, including painting of brackets, cutting and making good the walls wherever required : White Size 550x450 mm Make-Parryware/Kohler/hindware. | Each | 1430 | Rupees One Thousand Four Hundred Thirty Only
77 | 18.17.2 | Providing and fixing vitreous china wash basin with C.I. brackets, 32 mm C.P. brass waste of standard pattern, including painting of brackets, cutting and making good the walls wherever required : White Size 550x400 mm Make-Parryware/Kohler/hindware. | Each | 1408 | Rupees One Thousand Four Hundred Eight Only
78 | 18.22.2 | Providing and fixing Stainless Steel A ISI 304 (18/8) kitchen sink without drain board as per IS 13983 with C.I. brackets and stainless steel plug 40 mm including painting of fittings and brackets, cutting and making good the walls wherever required : 560x410 mm bowl depth 215 mm. Make-Nirali. | Each | 6210 | Rupees Six Thousand Two Hundred Ten Only
79 | 18.22.3 | Providing and fixing Stainless Steel A ISI 304 (18/8) kitchen sink without drain board as per IS 13983 with C.I. brackets and stainless steel plug 40 mm including painting of fittings and brackets, cutting and making good the walls wherever required : 410x355 mm bowl depth 165 mm. Make-Nirali. | Each | 4396 | Rupees Four Thousand Three Hundred NinetySix Only
80 | 18.76.1 | Providing and fixing on wall face or under floor UV stabilized Unplasticised Rigid PVC pipes (single socketed) having 3.2mm wall thickness conforming to IS : 13592 (4kg/sqcm) including required couplers, jointing with seal ring conforming to IS : 5382 leaving 10 mm gap for thermal expansion etc complete. 75mm dia Pipe Make- Supreme/Finolex. | Mtr | 182 | Rupees One Hundred EightyTwo Only
81 | 18.76.2 | Providing and fixing on wall face or under floor UV stabilized Unplasticised Rigid PVC pipes (single socketed) having 3.2mm wall thickness conforming to IS : 13592 (4kg/sqcm) including required couplers, jointing with seal ring conforming to IS : 5382 leaving 10 mm gap for thermal expansion etc complete.110 mm dia pipe. 100mm dia PVC Pipe Make- Supreme/Finolex. | Mtr | 267 | Rupees Two Hundred SixtySeven Only
82 | 18.77.1.1 | Providing and fixing on wall face UV stabilized Unplasticised - PVC moulded fittings/ accessories having 3.2mm wall thickness for Rigid PVC pipes conforming to IS : 13592 (heavy) jointing with seal ring conforming to IS : 5382 leaving 10 mm gap for thermal expansion. Tee/ Tee with door/ Bend 45°/ Bend 90° 75 mm dia pipe. Make- Supreme/Finolex. | Each | 113 | Rupees One Hundred Thirteen Only
83 | 18.77.1.2 | Providing and fixing on wall face UV stabilized Unplasticised - PVC moulded fittings/ accessories having 3.2mm wall thickness for Rigid PVC pipes conforming to IS : 13592 (heavy) jointing with seal ring conforming to IS : 5382 leaving 10 mm gap for thermal expansion. 110mm dia Plain Bend Make- Supreme/Finolex. | Each | 154 | Rupees One Hundred FiftyFour Only
84 | 18.77.3.2 | Providing and fixing on wall face UV stabilized Unplasticised - PVC moulded fittings/ accessories having 3.2mm wall thickness for Rigid PVC pipes conforming to IS : 13592 (heavy) jointing with seal ring conforming to IS : 5382 leaving 10 mm gap for thermal expansion. Vent covel 110 mm Make- Supreme/Finolex. | Each | 44 | Rupees FourtyFour Only
85 | 18.77.4.1 | Providing and fixing on wall face UV stabilized Unplasticised - PVC moulded fittings/ accessories having 3.2mm wall thickness for Rigid PVC pipes conforming to IS : 13592 (heavy) jointing with seal ring conforming to IS : 5382 leaving 10 mm gap for thermal expansion. Access door cap 75 mm dia pipe. Make- Supreme/Finolex. | Each | 49.5 | Rupees FourtyNine Paise Fifty Only
86 | 18.77.4.2 | Providing and fixing on wall face UV stabilized Unplasticised - PVC moulded fittings/ accessories having 3.2mm wall thickness for Rigid PVC pipes conforming to IS : 13592 (heavy) jointing with seal ring conforming to IS : 5382 leaving 10 mm gap for thermal expansion. Access door cap 110 mm dia pipe. Make- Supreme/Finolex. | Each | 59 | Rupees FiftyNine Only
87 | 18.77.6 | Providing and fixing on wall face UV stabilized Unplasticised - PVC moulded fittings/ accessories having 3.2mm wall thickness for Rigid PVC pipes conforming to IS : 13592 (heavy) jointing with seal ring conforming to IS : 5382 leaving 10 mm gap for thermal expansion. Nahani trap 110x75mm Make- Supreme/Finolex. | Each | 90.5 | Rupees Ninety Paise Fifty Only
88 | 19.4.1 | Providing and fixing Chlorinated Polyvinyl Chloride (CPVC) pipes, having thermal stability for hot & cold water supply including all CPVC plain & brass threaded fittings i/c fixing the pipe with clamps at 1.00 m spacing. This includes jointing of pipes & fittings with one step CPVC solvent cement and testing of joints complete as per direction of Engineer in Charge. 15 mm nominal outer dia .Pipes.Make - jindal | Mtr | 110 | Rupees One Hundred Ten Only
89 | 19.9.1 | Providing and laying in trenches G.I. pipes medium class complete with G.I. fittings including excavation of trenches, refilling the same and testing of joints complete: 15 mm dia. nominal bore .Make - jindal | Mtr | 131 | Rupees One Hundred ThirtyOne Only
90 | 19.9.2 | Providing and laying in trenches G.I. pipes medium class complete with G.I. fittings including excavation of trenches, refilling the same and testing of joints complete: 20 mm dia. nominal bore.Make - jindal | Mtr. | 159 | Rupees One Hundred FiftyNine Only
91 | 19.9.3 | Providing and laying in trenches G.I. pipes medium class complete with G.I. fittings including excavation of trenches, refilling the same and testing of joints complete: 25mm dia GI Pipe.Make - jindal | Mtr | 222 | Rupees Two Hundred TwentyTwo Only
92 | 19.14.1 | Providing and fixing 15 mm nominal bore C.P. brass fittings of approved make and conforming to IS:8931 including C.P. brass extension if required: Bib cock (400 grams) Make- Kohler/Parryware/Jaquar. | Each | 382 | Rupees Three Hundred EightyTwo Only
93 | 19.14.4 | Providing and fixing 15 mm nominal bore C.P. brass fittings of approved make and conforming to IS:8931 including C.P. brass extension if required: Piller Cock (400 grams) Make- Kohler/Parryware/Jaquar. | Each | 398 | Rupees Three Hundred NinetyEight Only
94 | 19.14.6 | Providing and fixing 15 mm nominal bore C.P. brass fittings of approved make and conforming to IS:8931 including C.P. brass extension if required: Stop cock (concealed) (600 grams) Make- Kohler/Parryware/Jaquar. | Each | 494 | Rupees Four Hundred NinetyFour Only
95 | 19.14.15 | Providing and fixing 15 mm nominal bore C.P. brass fittings of approved make and conforming to IS:8931 including C.P. brass extension if required: Shower rose (revolving type) (150mm) Make- Kohler/Parryware/Jaquar. | Each | 269 | Rupees Two Hundred SixtyNine Only
96 | 19.15 | Providing and fixing stainless steel drain jali of approved make/quality. | Each | 51 | Rupees FiftyOne Only
97 | 19.16.1 | Providing and fixing brass/ gun metal gate valve with C.I. wheel of approved quality (screwed end): 25 mm nominal bore Make - Neta | Each | 436 | Rupees Four Hundred ThirtySix Only
98 | 19.20.1 | Providing and fixing brass ferrule with C.I. mouth cover including boring and tapping the main : 15 mm nominal bore | Each | 202 | Rupees Two Hundred Two Only
99 | 19.42 | Providing and placing on terrace (at all floor levels) polyethylene water storage tank ISI : 12701 marked with cover and suitable locking arrangement and making necessary holes for inlet, outlet and overflow pipes but without fittings and the base support for tank Make- Sintex. | Ltr | 7.3 | Rupees Seven Paise Thirty Only
100 | 20.2.1 | Providing and laying cement concrete 1:5:10 (1 cement : 5 coarse sand : 10 graded stone aggregate 40 mm nominal size) all-round S.W. pipes including bed concrete 150mm thick as per standard design: 100 mm diameter S.W. pipe | Mtr | 357 | Rupees Three Hundred FiftySeven Only
101 | 20.3.1 | Providing and fixing square-mouth S.W. gully trap grade 'A'’ complete with C.I. grating brick masonry chamber with well burnt modular clay bricks crushing strength not less than 35kg/cm2, water tight C.I. cover with frame of 300 x300 mm size (inside) the weight of cover to be not less than 4.50 kg and frame to be not less than 2.70 kg as per standard design : 100x100 mm size P type | Each | 1339 | Rupees One Thousand Three Hundred ThirtyNine Only
102 | 20.3.2 | Providing and fixing square-mouth S.W. gully trap grade 'A'’ complete with C.I. grating brick masonry chamber with well burnt modular clay bricks crushing strength not less than 35kg/cm2, water tight C.I. cover with frame of 300 x300 mm size (inside) the weight of cover to be not less than 4.50 kg and frame to be not less than 2.70 kg as per standard design : 150 x 100 mm size P type. | Each | 1397 | Rupees One Thousand Three Hundred NinetySeven Only
103 | 20.7.1 | Constructing brick masonry manhole with well burnt modular clay bricks crushing strength not less than 35kg/cm2 in cement mortar 1:4 ( 1 cement : 4 coarse sand), R.C.C. top slab with 1:2:4 mix (1 cement : 2 coarse sand : 4 graded stone aggregate 20 mm nominal size), foundation in cement concrete 1:4:8 mix (1 cement : 4 coarse sand : 8 graded stone aggregate 40mm nominal size) inside plastering 12mm thick with cement mortar 1:3 (1 cement : 3 coarse sand) finished with floating coat of neat cement and making channels in cement concrete 1:2:4 (1 cement : 2 coarse sand : 4 graded stone aggregate 20mm nominal size) finished with a floating coat of neat cement complete as per standard design : Inside size 90x80 cm and 45 cm deep including C.I. cover with frame (light duty) 455x610 mm internal dimensions total weight of cover and frame to be not less than 38 kg (weight of cover 23 kg and weight of frame 15 kg) : | Each | 6703 | Rupees Six Thousand Seven Hundred Three Only
104 | 20.28.2 | Providing and constructing brick masonry chamber for underground pipe and and bends with well burnt modular clay bricks crushing strength not less than 35kg/cm2 in cement mortar 1:4 (1 cement : 4 coarse sand) C.I. cover with frame (light duty) 455x610 mm internal dimensions, total weight of cover with frame to be not less than 38 kg (weight of cover 23 kg and weight of frame 15 kg) R.C.C. top slab with 1:2:4 mix (1 cement :2 coarse sand : 4 graded stone aggregate 20 mm nominal size) foundation concrete 1:5:10 (1 cement : 5 fine sand : 10 graded stone aggregate 40 mm nominal size), inside plastering 12 mm thick with cement mortar 1:3 (1 cement : 3 coarse sand) finished smooth with a floating coat of neat cement on walls and bed concrete etc. complete as per standard design : Inside dimensions 500x700 mm and 45 cm deep for pipe line with one or two inlets : | Each | 4357 | Rupees Four Thousand Three Hundred Fifty Seven Only
Enternal Electrification Work
105 | 1.7.1 | Wiring for light/ fan/ exhaust fan / call bell point with 3x1.5 sqmm FRLS PVC insulated stranded copper conductor wire for phase, neutral and earth in concealed FRLS PVC conduit (heavy duty, thickness of pipe should be 2 mm) with 5/6 amp modular switch, modular base and cover plate, suitable size G.I. box as per specification and IS: 694 (2010), IS: 9537 (2000 Part 5) Short Point | Point | 266 | Rupees Two Hundred SixtySix Only
106 | 1.7.2 | Wiring for light/ fan/ exhaust fan / call bell point with 3x1.5 sqmm FRLS PVC insulated stranded copper conductor wire for phase, neutral and earth in concealed FRLS PVC conduit (heavy duty, thickness of pipe should be 2 mm) with 5/6 amp modular switch, modular base and cover plate, suitable size G.I. box as per specification and IS: 694 (2010), IS: 9537 (2000 Part 5) Medium Point | Point | 424 | Rupees Four Hundred TwentyFour Only
107 | 1.7.3 | Wiring for light/ fan/ exhaust fan / call bell point with 3x1.5 sqmm FRLS PVC insulated stranded copper conductor wire for phase, neutral and earth in concealed FRLS PVC conduit (heavy duty, thickness of pipe should be 2 mm) with 5/6 amp modular switch, modular base and cover plate, suitable size G.I. box as per specification and IS: 694 (2010), IS: 9537 (2000 Part 5) Long Point | Point | 588 | Rupees Five Hundred EightyEight Only
108 | 1.8 | Wiring for twin control light point with 3x1.5 sqmm FRLS PVC insulated stranded copper conductor wire for phase, neutral and earth in concealed FRLS PVC conduit (heavy duty, thickness of pipe should be 2 mm) with 5/6 amp modular switch, modular base and cover plate, suitable size G.I. box as per specification and IS: 694 (2010), IS: 9537 (2000 Part 5) | Point | 420 | Rupees Four Hundred Twenty Only
109 | 1.9 | Extra for providing and fixing light plug point on board in concealed FRLS PVC conduit (heavy duty, thickness of pipe should be 2 mm) point wiring with modular type 3 pin 5/6 amp socket outlet and 5/6 amp switch including cost of base and cover plate and G. I. box etc. as per specification and IS: 694 (2010), IS: 9537 (2000 Part 5) | Point | 216 | Rupees Two Hundred Sixteen Only
110 | 1.10.2 | Wiring for light plug point with 3x2.5 sq mm FRLS PVC insulated stranded copper conductor wire for phase, neutral and earth in concealed FRLS PVC conduit (heavy duty, thickness of pipe should be 2 mm) along with modular type 6 Amp switch and 3 pin 6 amps socket outlet with modular base and cover plate, suitable size G.I. box, earthing the switch box and socket outlet with same size wire etc. as per specification and IS: 694 (2010), IS: 9537 (2000 Part 5) Medium Point | Point | 659 | Rupees Six Hundred FiftyNine Only
111 | 1.10.3 | Wiring for light plug point with 3x2.5 sq mm FRLS PVC insulated stranded copper conductor wire for phase, neutral and earth in concealed FRLS PVC conduit (heavy duty, thickness of pipe should be 2 mm) along with modular type 6 Amp switch and 3 pin 6 amps socket outlet with modular base and cover plate, suitable size G.I. box, earthing the switch box and socket outlet with same size wire etc. as per specification and IS: 694 (2010), IS: 9537 (2000 Part 5) Long Point | Point | 922 | Rupees Nine Hundred TwentyTwo Only
112 | 1.10.4 | Wiring for light plug point with 3x2.5 sq mm FRLS PVC insulated stranded copper conductor wire for phase, neutral and earth in concealed FRLS PVC conduit (heavy duty, thickness of pipe should be 2 mm) along with modular type 6 Amp switch and 3 pin 6 amps socket outlet with modular base and cover plate, suitable size G.I. box, earthing the switch box and socket outlet with same size wire etc. as per specification and IS: 694 (2010), IS: 9537 (2000 Part 5) Extra Long Point I | Point | 1302 | Rupees One Thousand Three Hundred Two Only
113 | 1.11.2 | Wiring for power plug point with 3x4 sq mm FRLS PVC insulated stranded copper conductor wire for phase, neutral and earth in concealed FRLS PVC conduit (heavy duty, thickness of pipe should be 2 mm) along with modular type 16 Amp switch and 6 pin 16 amps socket outlet with modular base and cover plate, suitable size G.I. box, earthing the switch box and socket outlet with same size wire etc. as per specification and IS: 694 (2010), IS: 9537 (2000 Part 5) Medium Point | Point | 942 | Rupees Nine Hundred FourtyTwo Only
114 | 1.11.3 | Wiring for power plug point with 3x4 sq mm FRLS PVC insulated stranded copper conductor wire for phase, neutral and earth in concealed FRLS PVC conduit (heavy duty, thickness of pipe should be 2 mm) along with modular type 16 Amp switch and 6 pin 16 amps socket outlet with modular base and cover plate, suitable size G.I. box, earthing the switch box and socket outlet with same size wire etc. as per specification and IS: 694 (2010), IS: 9537 (2000 Part 5) Long Point | Point | 1350 | Rupees One Thousand Three Hundred Fifty Only
115 | 1.11.4 | Wiring for power plug point with 3x4 sq mm FRLS PVC insulated stranded copper conductor wire for phase, neutral and earth in concealed FRLS PVC conduit (heavy duty, thickness of pipe should be 2 mm) along with modular type 16 Amp switch and 6 pin 16 amps socket outlet with modular base and cover plate, suitable size G.I. box, earthing the switch box and socket outlet with same size wire etc. as per specification and IS: 694 (2010), IS: 9537 (2000 Part 5) Extra Long Point I | Point | 1807 | Rupees One Thousand Eight Hundred Seven Only
116 | 1.13.2 | Wiring for circuit/ sub main wiring along with earth wire with the following sizes of FRLS PVC insulated copper conductor, wire in concealed FRLS PVC conduit (heavy duty, thickness of pipe should be 2 mm) as per specification and IS: 694 (2010), IS: 9537 (2000 Part 5) 3 X 2.5 sq. mm in 20mm conduit | Mtr | 111 | Rupees One Hundred Eleven Only
117 | 1.13.3 | Wiring for circuit/ sub main wiring along with earth wire with the following sizes of FRLS PVC insulated copper conductor, wire in concealed FRLS PVC conduit (heavy duty, thickness of pipe should be 2 mm) as per specification and IS: 694 (2010), IS: 9537 (2000 Part 5) 6 X 2.5 sq. mm in 25mm conduit | Mtr | 172 | Rupees One Hundred SeventyTwo Only
118 | 1.13.4 | Wiring for circuit/ sub main wiring along with earth wire with the following sizes of FRLS PVC insulated copper conductor, wire in concealed FRLS PVC conduit (heavy duty, thickness of pipe should be 2 mm) as per specification and IS: 694 (2010), IS: 9537 (2000 Part 5) 9 X 2.5 sq. mm in 32mm conduit | Mtr | 238 | Rupees Two Hundred ThirtyEight Only
119 | 1.13.6 | Wiring for circuit/ sub main wiring along with earth wire with the following sizes of FRLS PVC insulated copper conductor, wire in concealed FRLS PVC conduit (heavy duty, thickness of pipe should be 2 mm) as per specification and IS: 694 (2010), IS: 9537 (2000 Part 5) 3 X 4 sq. mm in 25mm conduit | Mtr | 145 | Rupees One Hundred FourtyFive Only
120 | 1.13.14 | Wiring for circuit/ sub main wiring along with earth wire with the following sizes of FRLS PVC insulated copper conductor, wire in concealed FRLS PVC conduit (heavy duty, thickness of pipe should be 2 mm) as per specification and IS: 694 (2010), IS: 9537 (2000 Part 5) 6 X 10 sq. mm in 40mm conduit | Mtr | 515 | Rupees Five Hundred Fifteen Only
121 | 1.15.1 | Supplying and fixing of following sizes FRLS PVC conduit (heavy duty, thickness of pipe should be 2 mm) along with accessories in concealed complete as per specification and IS: 9537 (2000 Part 5) 20 mm | Mtr | 42 | Rupees FourtyTwo Only
122 | 1.15.2 | Supplying and fixing of following sizes FRLS PVC conduit (heavy duty, thickness of pipe should be 2 mm) along with accessories in concealed complete as per specification and IS: 9537 (2000 Part 5) 25 mm | Mtr | 53 | Rupees FiftyThree Only
123 | 3.13.1 | Supplying and drawing following grade co-axial TV wire FRLS PVC insulated, shielded with fine tinned copper braid and protected with PVC sheath in the existing surface/ concealed Steel/PVC conduit as per specification and IS: 694 (2010) RG-6 grade | Mtr | 14 | Rupees Fourteen Only
124 | 3.14 | Supplying and drawing UTP 4 pair Cat 6 LAN wire in existing surface/ concealed Steel/FRLS PVC conduit as per specification and IS: 694 (2010) | Mtr | 19 | Rupees Nineteen Only
125 | 4.4.1 | Supplying and fixing following size/ modules, GI box along with modular base & cover plate for modular switches in recess etc as per specification. 75mmX75mm (1/2 Module) | Each | 99 | Rupees NinetyNine Only
126 | 5.4.9 | Supplying and fixing following modular switch, socket, other accessories on the existing modular plate & switch box including connections but excluding modular plate etc. as per specification. Fan regulator (two module size) electronic stepped type moving all rounds | Each | 223 | Rupees Two Hundred TwentyThree Only
127 | 5.4.16 | Supplying and fixing following modular switch, socket, other accessories on the existing modular plate & switch box including connections but excluding modular plate etc. as per specification. T.V. antenna socket outlet | Each | 74 | Rupees SeventyFour Only
128 | 5.4.17 | Supplying and fixing following modular switch, socket, other accessories on the existing modular plate & switch box including connections but excluding modular plate etc. as per specification. Computer Outlet Jack | Each | 242 | Rupees Two Hundred FourtyTwo Only
129 | 5.9 | Providing and fixing round/ hexagonal fan box (125mm dia) depth 75mm (max.) with 12mm dia steel bar hook, 1.6mm thick MS sheet cover, in RCC slab etc. as per specification. | Each | 42 | Rupees FourtyTwo Only
130 | 6.12 | Providing and fixing phenolic laminated sheet cover of 180 mm dia 3 mm thick on the fan box etc. as per specification. (If provided at the time of installation of ceiling fan) | Each | 56 | Rupees FiftySix Only
131 | 6.27.1 | Supplying, installation, testing and commissioning of following LED Bulk Head fitting complete with Electronic Driver Heat sink Capacitor and all other accessories, including connection, earthing etc complete as per specification and P.F. should be greater than 0.9. LED chip efficacy ratio ≥ 100 lumens /watt. IP65 10 watt | Each | 1140 | Rupees One Thousand One Hundred Fourty Only
132 | 6.50 | Providing and fixing wooden board of suitable size (18''x 24'') for energy meter etc complete as per specification. | Each | 123 | Rupees One Hundred TwentyThree Only
133 | 7.11.2 | Providing and fixing porcelain re-wireble fuse carrier and base unit on wooden board including drilling holes on the board, screws, connections etc. as per specification. (Thimbeling shall be paid separately). 32 amps | Each | 90 | Rupees Ninety Only
134 | 7.11.3 | Providing and fixing porcelain re-wireble fuse carrier and base unit on wooden board including drilling holes on the board, screws, connections etc. as per specification. (Thimbeling shall be paid separately). 63 amps | Each | 162 | Rupees One Hundred SixtyTwo Only
135 | 9.4.4 | Supplying and fixing on surface/ recess horizontal type following way, 415 volts, TPN MCB distribution board of sheet steel phosphatized and powder painted, complete with tinned copper busbar, neutral busbar, earth bar, din bar, detachable gland plate, including interconnections, earthing etc. as per specification. (But without MCB/RCCB/Isolator) 4 way Double door | Each | 1716 | Rupees One Thousand Seven Hundred Sixteen Only
136 | 9.7.5 | Supplying and fixing on surface/ recess prewired following way, 240 volts SP&N, MCB distribution board of sheet steel phosphatized and powder painted complete with loose wire box, terminal blocks, tinned copper busbar, neutral link, earth bar, din bar, detachable gland plate, duly prewired with suitable size FRLS PVC insulated copper conductor up to terminal blocks including interconnections, earthing etc. as per specification. (But without MCB/ RCCB/ Isolator) 2 + 8 way, Double door | Each | 2383 | Rupees Two Thousand Three Hundred EightyThree Only
137 | 9.10.1 | Supplying and fixing SP MCB, 240 volts, 'B' curve, suitable for lighting and other loads in the existing MCB DB complete with connections, testing and commissioning etc. as per specification. 6 amps to 32 amps | Each | 151 | Rupees One Hundred FiftyOne Only
138 | 9.11.2 | Supplying and fixing SP MCB, 240 volts, 'C' curve, suitable for inductive load in the existing MCB DB complete with connections, testing and commissioning etc. as per specification. 6 amps to 32 amps | Each | 148 | Rupees One Hundred FourtyEight Only
139 | 9.12.3 | Supplying and fixing DP MCB, 240 volts, 'C' curve, suitable for lighting and other loads in the existing MCB DB complete with connections, testing and commissioning etc. as per specification. 40 amps | Each | 645 | Rupees Six Hundred FourtyFive Only
140 | 9.16.5 | Supplying and fixing TP&N MCB, 440 volts, 'C' curve, suitable for lighting and other loads in the existing MCB DB complete with connections, testing and commissioning etc. as per specification. 63 amps | Each | 1316 | Rupees One Thousand Three Hundred Sixteen Only
141 | 12.1 | Earthing with G.I. earth pipe 4.5 metre long, 40 mm dia including accessories, and providing masonry enclosure with cover plate having locking arrangement and watering pipe etc. with charcoal and salt as per specification and IS Code 3043: 1987(R 2016) | Set | 3243 | Rupees Three Thousand Two Hundred FourtyThree Only
142 | 12.2 | Earthing with G.I. earth plate 600 mm X 600 mm X 6 mm thick including accessories, and providing masonry enclosure with cover plate having locking arrangement and watering pipe, with charcoal and salt as per specification and IS Code 3043: 1987(R 2016) | Set | 3734 | Rupees Three Thousand Seven Hundred ThirtyFour Only
143 | 12.4 | Supplying and laying 8 SWG copper wire at 0.50 metre below ground level for conductor earth electrode, including soldering etc. as per specification. | Mtr | 77 | Rupees SeventySeven Only
144 | 12.12 | Supplying and laying 6 SWG G.I. wire at 0.50 metre below ground level for conductor earth electrode, including soldering, excavation and refilling the trench etc. as per specification. | Mtr | 36 | Rupees ThirtySix Only
145 | 15.3.2 | Supplying and laying following sizes one number FRLS PVC insulated /XLPE, PVC sheathed, steel armoured, aluminium conductor power cable of 1.1 KV grade in existing RCC/ HUME/ STONEWARE/ METAL/ HDPE pipe as per specification, IS: 1554 (1988, Part 1) & IS: 7098 (1988, Part 1) 2 x 6 sq. mm | Mtr | 74 | Rupees SeventyFour Only
146 | 15.3.3 | Supplying and laying following sizes one number FRLS PVC insulated /XLPE, PVC sheathed, steel armoured, aluminium conductor power cable of 1.1 KV grade in existing RCC/ HUME/ STONEWARE/ METAL/ HDPE pipe as per specification, IS: 1554 (1988, Part 1) & IS: 7098 (1988, Part 1) 2 x 10 sq. mm | Mtr | 82 | Rupees EightyTwo Only
147 | 15.4.22 | Supplying and laying following sizes one number FRLS PVC insulated /XLPE, PVC sheathed, steel armoured, aluminium conductor power cable of 1.1 KV grade in existing masonry open duct as per specification, IS: 1554 (1988, Part 1) & IS: 7098 (1988, Part 1). 4 x 10 sq. mm. | Mtr | 87 | Rupees EightySeven Only
148 | 20.6 | Supplying and erection of angle/channel iron cross arms/ bracket/ other fitting of approved size and shape including drilling of holes for insulator pins, bolts and nuts etc as per specification. | kg | 77 | Rupees SeventySeven Only
149 | 20.10.1 | Supplying and erection of galvanized ‘D’ iron complete with shackle insulator, G.I. bolts and nuts, coach screw etc. as per specification. Shackle insulator size 75mm x 90mm | Set | 267 | Rupees Two Hundred SixtySeven Only
150 | 20.11.1 | Supplying and erection of shackle insulator with G.I. bolts, nuts and straps etc. as per specification. Size 75mm x 90mm | Each | 148 | Rupees One Hundred FourtyEight Only
151 | 20.30 | Supplying and erection of G.I wire of size 8 SWG to 4 SWG including binding etc. as per specification. | kg | 105 | Rupees One Hundred Five Only
Development Work
152 | 1.1.1 | Excavation for all types and sizes of foundations, trenches and drains or for any other purpose including disposal of excavated stuff upto 1.5 m lift and lead upto 50m (at least 5m away from the excavated area), including dressing and leveling of pits. In all types of soil | Cum. | 185 | Rupees One Hundred EightyFive Only
153 | 1.1.2 | Excavation for all types and sizes of foundations, trenches and drains or for any other purpose including disposal of excavated stuff upto 1.5 m lift and lead upto 50m (at least 5m away from the excavated area), including dressing and leveling of pits. In ordinary rock | Cum. | 267 | Rupees Two Hundred SixtySeven Only
154 | 1.2 | Surface dressing of the ground including removing vegetation and making up undulations and in-equalities not exceeding 15 cms in depth/ height including disposal of rubbish upto 1.5 m lift and lead upto 50m (at least 5m away from the dressed area). | Sqm. | 7.2 | Rupees Seven Paise Twenty Only
155 | 1.6.1 | Extra for every additional lift of 1.5 m or part thereof. All types of soils | Cum | 26.5 | Rupees TwentySix Paise Fifty Only
156 | 1.6.2 | Extra for every additional lift of 1.5 m or part thereof. Ordinary or hard rock | Cum. | 47.5 | Rupees FourtySeven Paise Fifty Only
157 | 1.17 | Filling from available excavated stuff (Excluding rock) in trenches, plinth, sides of foundation etc. in layers not exceeding 20cm in depth consolidating each deposited layer by ramming and watering with a lead upto 50 M. and lift upto 1.5 M. | Cum | 65 | Rupees SixtyFive Only
158 | 1.18 | Providing and filling in plinth with sand/ Crusher dust and hard moorum under floor in layers not exceeding 20cm in depth consolidating each deposited layer by ramming and watering, including dressing etc. complete. | Cum | 371 | Rupees Three Hundred SeventyOne Only
159 | 1.19 | Providing filling and compacting local earth (from approved source pit) in layers not exceeding 20cm in depth consolidating each deposited layer by ramming and watering, including dressing etc. complete | Cum. | 242 | Rupees Two Hundred FourtyTwo Only
160 | 2.1.1 | Providing and fixing form work including centring, shuttering, strutting, staging, propping bracing etc. complete and including its removal at all levels, for: Foundations, footings, bases of columns plinth beam, curtain wall in any shape and size and all type of wall below plinth level. | Sqm | 139 | Rupees One Hundred ThirtyNine Only
161 | 2.1.2 | Providing and fixing formwork including centering, shuttering, strutting staging propping bracing etc. complete and including its removal at all levels for: Wall of any thickness including attached pilasters, buttresses etc. | Sqm | 228 | Rupees Two Hundred TwentyEight Only
162 | 2.1.7 | Providing and fixing formwork including centering, shuttering, strutting staging propping bracing etc. complete and including its removal at all levels for: Suspended floors roofs access platform balconies (plain surfaces) and shelves (cast in situ) | Sqm | 235 | Rupees Two Hundred ThirtyFive Only
163 | 2.1.8 | Providing and fixing formwork including centering, shuttering, strutting staging propping bracing etc. complete and including its removal at all levels for: Beams, lintels, cantilevers & walls | Sqm | 202 | Rupees Two Hundred Two Only
164 | 3.1 | Excavation for roadway in soil using including loading in truck for carrying of cut earth to embankment site with all lifts and lead upto1000 meters as per relevant clauses of section 300.a) Ordinary/ Hard soil. | Cum | 140 | Rupees One Hundred Fourty Only
165 | 3.1.1 | Providing and laying nominal mix cement concrete with crushed stone aggregate using concrete mixer in foundation, plinth and at ground level excluding cost of form work. 1:5:10 (1 cement : 5 coarse sand : 10 graded stone aggregate 40mm nominal size). | Cum | 2409 | Rupees Two Thousand Four Hundred Nine Only
166 | 3.1.2 | Providing and laying nominal mix cement concrete with crushed stone aggregate using concrete mixer in foundation, plinth and at ground level excluding cost of form work. 1:4:8 (1 cement : 4 coarse sand : 8 graded stone aggregate 40mm nominal size). | Cum. | 2659 | Rupees Two Thousand Six Hundred FiftyNine Only
167 | 3.1.3 | Providing and laying nominal mix plain cement concrete with crushed stone aggregate using concrete mixer in all works upto plinth level excluding cost of form work. 1:3:6 (1 cement : 3 coarse sand : 6 graded stone aggregate 40mm nominal size). | Cum | 2970 | Rupees Two Thousand Nine Hundred Seventy Only
168 | 3.2.1 | Providing and laying nominal mix reinforcement cement concrete with crushed stone aggregate using concrete mixer in all works upto floor five level excluding cost of reinforcement and form work. 1:1½:3 (1 cement : 1½ coarse sand : 3 graded stone aggregate 20mm nominal size). | Cum. | 4163 | Rupees Four Thousand One Hundred SixtyThree Only
169 | 3.12.1 | Providing and placing in position reinforcement for R.C.C. work including straightening, cutting, bending, binding etc. complete as per drawings including cost of binding wire in foundation and plinth all complete: Thermo-Mechanically treated bars FE 415 Make- Jindal/Shristi/Fortune. | Kg. | 54.5 | Rupees FiftyFour Paise Fifty Only
170 | 3.13 | Providing and Laying damp proof course (upto 50 mm thk) with plain cement concrete 1:2:4 (1cement :2 Course Sand: 4 Graded Crushed stone aggregate 20mm nominal size) including form work. | Cum | 4237 | Rupees Four Thousand Two Hundred ThirtySeven Only
171 | 3.21.2 | Providing and fixing in position impregnated fibre board confirming to IS: 1838 in expansion joints including cost of primer sealing compound all complete. 25mm thick | Sqm | 768 | Rupees Seven Hundred SixtyEight Only
172 | 4.1 | Providing and laying integral cement based treatment for water proofing on horizontal surface at all depth below ground level for underground structures using rough Kota stone and consisting of: i) 1st layer of 22mm to 25mm thick approved rough Kota stone slab over a 25mm thick base of cement mortar 1:3 (1 cement : 3 coarse sand) mixed with water proofing compound conforming to IS:2645 over the leveling course (leveling course to be paid separately). Joints sealed and grouted with cement slurry mixed with water proofing compound. ii) 2nd layer of 25mm thick cement mortar 1:3 (1 cement : 3 coarse sand) mixed with water proofing compound. iii) Finishing top with stone aggregate of 10mm to 12mm nominal size spreading @ 8 cudm/sqm thoroughly embedded in the 2nd layer. | Sqm. | 672 | Rupees Six Hundred SeventyTwo Only
173 | 4.1 (B) | Granular Sub-base as per Table:- 400-1 Construction of granular sub-base by providing close graded Material, , carriage of mixed Material to work site, spreading in uniform layers with motor grader on prepared surface watering, rolling and compacting with vibratory power roller at OMC to achieve the desired density, complete as per clause 401. By Mix in place method. Disintegrated rock i.e moorum having CBR value not less than 20 and P.I. and L.L. not more than 6 and 20 respectively. | Cum | 460 | Rupees Four Hundred Sixty Only
174 | 4.2 | Providing and laying integral cement based treatment for water proofing on the vertical surface at all levels by fixing 22 mm to 25mm thick rough Kota stone slab with cement slurry mixed with water proofing compound conforming to IS:2645 with a gap of 20mm (minimum) between stone slabs and the receiving surfaces and filling the gaps with neat cement slurry mixed with water proofing compound and finishing the exterior of stone slab with 20mm thick cement mortar 1:3 (1 cement : 3 coarse sand) with neat cement punning mixed with water proofing compound complete. | Sqm | 719 | Rupees Seven Hundred Nineteen Only
175 | 4.8 | Water Bound Macadam (Providing, laying, spreading and compacting stone aggregates of specific sizes to water bound macadam specification including spreading in uniform thickness, hand packing, rolling with vibratory roller 8-10 tonnes in stages to proper grade and camber, applying and brooming requisite type of screening/ binding Materials to fill up the interstices of coarse aggregate, watering and compacting to the required density) Grading- II (Using Screening Crushable type such as Moorum or Gravel) Using Screening Crushable type such as Moorum or Gravel. Grading- II ( 53 to 22.4 mm size aggregate) Using Screening Crushable type such as Moorum or Gravel | Cum | 1476 | Rupees One Thousand Four Hundred Seventy Six Only
176 | 4.13 (A) | Construction of Shoulders (Construction of shoulders as per clause 408 with selected soil from borrow pits / borrow areas having CBR not less than 12 and shall have L.L. and P.I. not more than 25% and6% respectively, inclusive of all leads and lifts, including clearing and scrapping of existing surface, providing required cross fall, compacting. watering rolling and royalty charges etc. complete. With smooth wheeled roller | Cum. | 277 | Rupees Two Hundred Seventy Seven Only
177 | 6.6 (i) | Providing and laying cement concrete for plain concrete/ reinforced concrete i/c form work, shuttering complete in as per drawings and specifications.( For Village roads) P.C.C. M-10 | Cum. | 2789 | Rupees Two Thousand Seven Hundred Eighty Nine Only
178 | 6.6 (iii) | Providing and laying cement concrete for plain concrete/ reinforced concrete i/c form work, shuttering complete in as per drawings and specifications.( For Village roads) R.C.C. M-25 | Cum. | 4286 | Rupees Four Thousand Two Hundred Eighty Six Only
179 | 7.5.4 | Brick work with modular fly-ash lime bricks (FaLG Bricks) confirming to IS:12894-2002 of class designation 4.0 in foundation and plinth in: Cement Mortar 1:6 (1 cement : 6 coarse sand) | Cum | 3263 | Rupees Three Thousand Two Hundred SixtyThree Only
180 | 7.15.2 | Half brick thick honey comb brick work with fly-ash lime bricks (FaLG Bricks) confirming to IS:12894-2002 of class designation 4.0 upto plinth level. Cement Mortar 1:4 (1 cement : 4 coarse sand) | Sqm | 293 | Rupees Two Hundred NinetyThree Only
181 | 9.12 | Providing and fixing sliding shutter with M.S. sheet 1mm thick, frame and diagonal braces of 40x40x6mm angle iron, 3.0 mm thick M.S. gusset plates at junctions and corners, 25mm dia pulley, 40x40x6mm angle and T-iron guide at top and bottom respectively including applying a priming coat of red oxide zinc chromate primer... | Kg. | 71.5 | Rupees SeventyOne Paise Fifty Only
182 | 9.13 | Providing and fixing steel door/ window with M.S. sheet 1mm thick, frame of angle iron, diagonal braces of angle/ flat iron of suitable size, 3.00 mm M.S. gusset plates at junctions and corners, all necessary fittings complete including applying a priming coat of red oxide zinc chromate primer. | Kg. | 75 | Rupees SeventyFive Only
183 | 9.15 | Providing and fixing M.S. grill of approved pattern made of M.S. flats or square or round bars welded to steel frame of windows etc. including applying a priming coat welded to frame with all necessary fitting complete including applying a priming of red oxide zinc chromate primer | Kg. | 67.5 | Rupees SixtySeven Paise Fifty Only
184 | 9.16.1 | Providing and fixing M.S. frames of doors, windows, ventilators and cupboards joints mitred and welded with 15x3 mm lugs 10cm long embedded in cement concrete blocks 15x10x10cm of grade M-10 or with wooden plugs and screws or with dash fastener or rawl plugs and screws or with fixing clips or with bolts and nuts as required including fixing of necessary butt hinges and screws and applying a priming coat of approved steel primer. "T" -Iron frames | Kg. | 74 | Rupees SeventyFour Only
185 | 11.1.2 | 6mm thick cement plaster of mix: In Cement mortar 1:4 (1 cement : 4 fine sand) | Sqm | 87 | Rupees EightySeven Only
186 | 11.2.3 | 12mm thick cement plaster of mix: In Cement mortar 1:5 (1 cement :5 fine sand) | Sqm | 96.5 | Rupees NinetySix Paise Fifty Only
187 | 11.3.3 | 15mm thick cement plaster on the rough side of single or half brick wall of mix: In Cement mortar 1:5 (1 cement :5 fine sand) | Sqm | 113 | Rupees One Hundred Thirteen Only
188 | 11.6 | Providing and making 6mm thick cement plaster 1:3 (1 cement : 3 fine sand) finished with a floating coat of neat cement and a thick coat of lime wash on top of wall when dry for bearing of R.C.C. slab and beam. | Sqm | 105 | Rupees One Hundred Five Only
189 | 12.3.1 | Cement concrete flooring with cement concrete 1:2:4 (1 cement : 2 coarse sand : 4 graded stone aggregate 20mm) finished with a floating coat of neat cement.. 40 mm thick | Sqm | 222 | Rupees Two Hundred TwentyTwo Only
190 | 14.9.1 | Distempering with acrylic washable distemper to give an even shade. On new work (Two or more coats) | Sqm | 38 | Rupees ThirtyEight Only
191 | 14.14.1 | Finishing walls with water proofing cement paint to give an even shade. On new work (Two or more coats applied @ 3.84 kg/10 sqm) | Sqm | 41 | Rupees FourtyOne Only
192 | 14.22.1 | Painting on new work (two or more coats) to give an even shade with: Satin synthetic enamel paint | Sqm | 55 | Rupees FiftyFive Only
193 | 19.9.6 | Providing and laying in trenches G.I. pipes medium class complete with G.I. fittings including excavation of trenches, refilling the same and testing of joints complete: cement, trenching, refilling & testing of joints complete as per direction of Engineer in Charge. 50 mm nominal outer dia pipes Make- Jindal | metre | 398 | Rupees Three Hundred NinetyEight Only
194 | 19.9.8 | Providing and laying in trenches G.I. pipes medium class complete with G.I. fittings including excavation of trenches, refilling the same and testing of joints complete: cement, trenching, refilling & testing of joints complete as per direction of Engineer in Charge. 80mm nominal inner dia pipes Make- Jindal | metre | 639 | Rupees Six Hundred ThirtyNine Only
195 | 19.18 | Providing and fixing gun metal non-return valve (horizontal type) of approved quality (screwed end). 80 mm dia nominal bore Make- Texmo | Nos. | 2513 | Rupees Two Thousand Five Hundred Thirteen Only
196 | 19.31.1 | Providing and placing in position C.I. sluice valves category “A” (with cap) complete: 100 mm diameter | Each | 3429 | Rupees Three Thousand Four Hundred TwentyNine Only
197 | 19.49 | Constructing masonry Chamber 90x90x100 cm, inside with modular well burnt clay bricks of 35 kg/ cm² in cement mortar 1:4 (1 cement : 4 coarse sand) for sluice valve, with C.I. surface box 100 mm. top diameter, 160 mm bottom diameter and 180 mm deep (inside) with chained lid and RCC top slab 1:2:4 mix (1 cement : 2 coarse sand : 4 graded stone aggregate 20 mm nominal size) necessary excavation foundation concrete 1:5:10 (1 cement : 5 fine sand : 10 graded stone aggregate 40 mm nominal size ) and inside plastering with cement mortar 1:3 (1 cement : 3 coarse sand) 12 mm thick finished with a floating coat of neat cement complete as per standard design : | each | 8013 | Rupees Eight Thousand Thirteen Only
198 | 19.51 | Constructing masonry Chamber 60x60x75 cm, inside with modular well burnt clay bricks of 35 kg/ cm² in cement mortar 1:4 (1 cement : 4 coarse sand) for fire hydrants, with C.I. surface box 350x350 mm top and 165 mm deep (inside) with chained lid and RCC top slab 1:2:4 mix (1 cement : 2 coarse sand : 4 graded stone aggregate 20 mm nominal size) necessary excavation foundation concrete 1:5:10 (1 cement : 5 fine sand:10 graded stone aggregate 40 mm nominal size) and inside plastering with cement mortar 1:3 (1 cement : 3 coarse sand) 12 mm thick finished with a floating coat of neat cement complete as per standard design : | Each | 4356 | Rupees Four Thousand Three Hundred FiftySix Only
199 | 20.5.2 | Providing and laying non-pressure NP2 class (light duty) R.C.C. pipes with collars jointed with stiff mixture of cement mortar in the proportion of 1:2 (1 cement : 2 fine sand) including testing of joints etc complete. For 150 mm Dia Sewer Line | metre | 353 | Rupees Three Hundred FiftyThree Only
200 | 20.7.1 | Constructing brick masonry manhole with well burnt modular clay bricks crushing strength not less than 35 kg/ cm² in cement mortar 1:4 (1 cement : 4 coarse sand) R.C.C. top slab wit 1:2:4 mix (1 cement : 2 coarse sand: 4 graded stone aggregate 20 mm nominal size) foundation in cement concrete 1:4:8 mix (1 cement : 4 coarse sand : 8 graded stone aggregate 40mm nominal size) inside plastering 12mm thick with cement mortar 1:3 (1 cement : 3 coarse sand) finished with floating coat of neat cement and making channels in cement concrete 1:2:4 ( 1 cement : 2 coarse sand: 4 graded stone aggregate 20mm nominal size) finished with a floating of neat cement complete as per standard design. Inside size 90x80 cm and 45 cm deep including C.I. cover with frame (light duty) 455x610 mm internal dimensions total weight of cover and frame to be not less than 38 kg (weight of cover 23 kg and weight of frame 15 kg): | Each | 6703 | Rupees Six Thousand Seven Hundred Three Only
201 | 20.8.1 | Extra for depth for manholes Size 90x80 cm | Mtr | 3755 | Rupees Three Thousand Seven Hundred FiftyFive Only
202 | 21.1.1.3 | Boring/drilling bore well perfectly vertical for the specified depth suitable to receive required dia for casing/ strainer pipe, by suitable method prescribed in IS: 2800 (part I), including collecting samples from different strata, preparing and submitting strata chart/bore log, including hire & running charges of all equipments, tools, plants & machineries required for the job, all complete as per direction of Engineer–in-charge upto 90 metre depth below ground level. All types of soil 150 mm dia. | Mtr. | 339 | Rupees Three Hundred ThirtyNine Only
203 | 21.1.2.3 | Boring/drilling bore well perfectly vertical for the specified depth suitable to receive required dia for casing/ strainer pipe, by suitable method prescribed in IS: 2800 (part I), including collecting samples from different strata, preparing and submitting strata chart/bore log, including hire & running charges of all equipments, tools, plants & machineries required for the job, all complete as per direction of Engineer–in-charge upto 90 metre depth below ground level. Rocky strata including Boulders. 150 mm dia. | Mtr. | 396 | Rupees Three Hundred NinetySix Only
204 | 21.4.3 | Supplying, assembling, lowering and fixing in vertical position in bore well unplasticized PVC medium well screen (RMS) slotted pipes with ribs, conforming to IS: 12818, including hire & labour charges, fittings & accessories etc. all complete, for all depths, as per direction of Engineerin-charge. 150 mm nominal size dia. | Metre | 546 | Rupees Five Hundred FourtySix Only
205 | 21.5.3 | Supplying, assembling, lowering and fixing in vertical position in bore well, ISI marked G.I. casing pipe (Plain) medium class in 4 to 7 meters length one end fitted with socket as per IS: 1239 (Part-1&Part-2) 1992 with IVth revision (Up-to-date amendments), of reputed & approved make, including required hire & labour charges, fittings & accessories, all complete, for all depths, as per direction of Engineer- in-charge 150 mm nominal dia Make- Jindal | Mtr | 1304 | Rupees One Thousand Three Hundred Four Only
206 | 21.1 | Development of tube well in accordance with IS : 2800 (part I) and IS: 11189, to establish maximum rate of usable water yield without sand content (beyond permissible limit), with required capacity air compressor, running the compressor for required time till well is fully developed, measuring yield of well by "V" notch method or any other approved method, measuring static level & draw down etc. by step draw down method, collecting water samples & getting tested in approved laboratory, i/c disinfection of tube well, all complete, including hire & labour charges of air compressor, tools & accessories etc., all as per requirement and direction of Engineer-in-charge. | hour | 654 | Rupees Six Hundred FiftyFour Only
207 | 21.11.3 | Providing and fixing suitable size threaded mild steel cap or spot welded plate to the top of bore well housing/ casing pipe, removable as per requirement, all complete for bore well of: 150 mm dia | No. | 217 | Rupees Two Hundred Seventeen Only
208 | 21.14.1 | Supplying, filling, spreading & leveling stone boulders/ Gravels/ Coarse sand, in recharge pit, in the required layers and thickness, for all leads & lifts, all complete as per direction of Engineer-in-charge. (excavation of pit will be paid separately). Stone boulders of size range 5 cm to 20 cm, in recharge pit | Cum | 863 | Rupees Eight Hundred SixtyThree Only
209 | 21.14.2 | Supplying, filling, spreading & leveling stone boulders/ Gravels/ Coarse sand, in recharge pit, in the required layers and thickness, for all leads & lifts, all complete as per direction of Engineer-in-charge. (excavation of pit will be paid separately). Gravels of size range 5 mm to 10 mm, over the existing layer of boulders | Cum | 806 | Rupees Eight Hundred Six Only
210 | 21.14.3 | Supplying, filling, spreading & leveling stone boulders/ Gravels/ Coarse sand, in recharge pit, in the required layers and thickness, for all leads & lifts, all complete as per direction of Engineer-in-charge. (excavation of pit will be paid separately). Coarse sand of size range 1.5 mm to 2 mm over existing layer of gravel | Cum | 471 | Rupees Four Hundred SeventyOne Only
Sub Engineer
Chhattisgarh Housing Board
Sub Division-III, Bilaspur (C.G.)
Executive Engineer
Chhattisgarh Housing Board
Division - Bilaspur (C.G.)
Assistant Engineer
Chhattisgarh Housing Board
Sub Division-II, Bilaspur (C.G.)

## Amount Put to Tender (hidden)
AMOUNT PUT TO TENDER
CONSTRUCTION OF 28 NOS. MIG, 95 LIG, 50 EWS HOUSES INCLUDING EXTERNAL DEVELOPMENT WORK (RCC ROAD, RCC DRAIN, SEPTIC TANK, RCC CULVERT, WATER SUPPLY, SEWER LINE, SUMPWELL, PUMP HOUSE, WATER HARVESTING, TUBEWELL, GARDEN COMPOUND WALL & LEVELING ) UNDER GENERAL SCHEME AT DEORIKHURD, BILASPUR (C.G.)
S.N. | Type of Houses | No. of Houses | Cost of One Houses | Total Amount
A | COST OF BUILDING WORK
1 | COST OF MIG HOUSES | 28 | 1469976 | 41159328
2 | COST OF LIG HOUSES | 95 | 835825 | 79403375
3 | COST OF EWS HOUSES | 50 | 528296 | 26414800
| TOTAL NOS. OF HOUSES | 173 | Total (A) | 146977503
B | COST OF DEVELOPMENT WORK
1 | Cost of RCC Road ( 12.0 Mtr., 9.0 Mtr. & 7.5 Mtr. Wide Road ) |  | 14992587
2 | Cost of 45 cm RCC Drain |  | 5479203
3 | Cost of 60 cm RCC Drain |  | 2787107
4 | Cost of Septic Tank ( 01 Nos. ) |  | 639597.0478
5 | Cost of RCC Culvert |  | 1192891.495
6 | Water Supply |  | 1716092.216
7 | Sewer Line |  | 3370246.8538
8 | Sumpwell 1 nos |  | 941696.8181
9 | Pump House 1nos |  | 73021.7323
10 | Water Harvesting 19815.00 x 3 nos |  | 59445
11 | TubeWell 5 Nos |  | 420845
12 | Garden compound wall |  | 4987273.5879
13 | Leveling of site |  | 3744925.8
14 | Sewer Line Extra Itme |  | 1011682
|  | Total (B) | 41416615 | 41416615
|  |  | Total (A+B) | 188394118
|  |  | Say Rs. | 1883.9412
Assistant Engineer
Chhattisgarh Housing Board
Sub Dn-III, Bilaspur (C.G.)
Sub Engineer
Chhattisgarh Housing Board
Sub Dn-III, Bilaspur (C.G.)
Executive Engineer
Chhattisgarh Housing Board
Division - Bilaspur (C.G.)

## schedule of item (3)
CONSTRUCTION OF 04 NOS. HIG, 14 NOS. MIG & 25 NOS. LIG HOUSES, 41 NOS. EWS HOUSES INCLUDING EXTERNAL DEVELOPMENT WORK(RCC ROAD,RCC CULVERT,WATER SUPPLY, SUMP WELL,PUMP HOUSE,SEPTIC TANK,SEWERAGE LING,LOW LAYING AREA,RAMP, GARDEN ) UNDER GENERAL SCHEME AT DEORIKHURD PHASE-III, BILASPUR (C.G.)
S.NO. | S.O.R. | DESCRIPTION | UNIT | RATE | Rate ( In words )
NO.
1 | 2 | 3 | 5 | 6 | 7
1 | 1.1 | Excavation for all types and sizes of foundations, trenches and drains or for any other purpose including disposal of excavated stuff upto 1.5 m lift and lead upto 50m (at least 5m away from the excavated area), including dressing and leveling of pits.
| 1.1.1 | In all types of soil | cum | 185 | Rs. One Hundred Eighty Five only
2 | 1.2 | Surface dressing of the ground including removing vegetation and making up undulations and inequalities not exceeding 15 cms in depth/height including dispossal of rubbish upto 1.5 m lift and lead upto 50 m (at leasst 5 m away from the dressed area) . Page no.-02 | Sqm | 7.2 | Rs. Seven & Ps. Twenty only
3 | 1.17 | Filling from available excavated stuff (Excluding rock) in trenches, plinth, sides of foundation etc. in layers not exceeding 20cm in depth consolidating each deposited layer by ramming and watering with a lead upto 50 M. and lift upto 1.5 M. | cum | 65 | Rs. Sixty five only
4 | 1.18 | Providing and filling in plinth with sand/ Crusher dust and hard moorum under floor in layers not exceeding 20cm in depth consolidating each deposited layer by ramming and watering, including dressing etc. complete. | cum | 371 | Rs. Three hundred seventy one only
5 | 2.1 | Providing and fixing formwork including centering, shuttering, strutting, staging, propping bracing etc. complete and including its removal at all levels, for:
a | 2.1.1 | Foundations, footings, base of columns and plinth beam in any shape and size. | sqm | 139 | Rs. One hundred thirty nine only
b | 2.1.5 | Columns, Pillars, Piers and likes- rectangular or square in shape | sqm | 297 | Rs. Two hundred ninety seven only
c | 2.1.15 | Stair cases of all types excluding spiral and folded plate type, including risers and landings | sqm | 230 | Rs. Two hundred thirty only
d | 2.1.7 | Suspended floors, roofs, access platform, balconies (plain surfaces) and shelves (cast in situ) | sqm | 235 | Rs. Two hundred thirty five only
e | 2.1.8 | Beams, lintels, cantilevers & walls | sqm | 202 | Rs. Two hundred two only
f | 2.1.13 | Weather shade, chhajja, Cornices and mouldings | sqm | 294 | Rs. Two hundred ninety four only
6 | 3.1 | Providing and laying nominal mix cement concrete with crushed stone aggregate using concrete mixer in foundation, plinth and at ground level excluding cost of form work.
| 3.1.2 | 1:4:8 (1 cement : 4 coarse sand : 8 graded stone aggregate 40mm nominal size). | cum | 2659 | Rs. Two thounsand six hundred fifty nine only
7 | 3.2 | Providing and laying nominal mix reinforced cement concrete with crushed stone aggregate using concrete mixer in all works upto plinth level excluding cost of form work.
| 3.2.1 | 1:1½:3 (1 cement : 1½ coarse sand : 3 graded stone aggregate 20mm nominal size). cum | cum | 4163 | Rs. four thousand one hundred sixty three only
8 | 3.4 | Extra for laying PCC/RCC of any grade in superstructure above plinth level for every floor or part thereof in addition to rate for foundation and plinth:
a |  | GF | cum | 97.5 | Rs. Ninety five & Ps. Fifty only
b |  | FF | cum | 195 | Rs. One hundred ninety five only
9 | 3.12 | Providing and placing in position reinforcement for R.C.C. work including straightening, cutting, bending, binding etc. complete as per drawings including cost of binding wire all complete:
| 3.12.1 | Thermo-Mechanically treated bars FE 415 | kg | 54.5 | Rs. Fifty four & Ps. Fifty only
10 | 3.13 | Providing and laying damp proof course (upto 50mm thick) with plain cement concrete 1:2:4 (1 cement : 2 coarse sand : 4 graded crushed stone aggregate 20mm nominal size) including form work. | sqm | 4237 | Rs. four thousand two hurdred thirty seven only
11 | 4.13 | Grading roof for water proofing treatment with: of following operations:
| 4.13.1 | Cement concrete 1:2:4 (1 cement : 2 coarse aggregate 20 mm nominal size) sand : 4 graded stone | Cum | 3817 | Rs. Three thousand eight hundred seventy only
12 | 7.5 | Brick work with modular fly-ash lime bricks (FaLG Bricks) confirming to IS:12894-2002 of class designation 40 in foundation and plinth in:
a | 7.5.3 | Cement Mortar 1:5 (1 cement : 5 coarse sand) | cum | 3350 | Rs. Three thousand three hundred fifty only
b | 7.5.4 | Cement Mortar 1:6 (1 cement : 6 coarse sand) | cum | 3263 | Rs. Three thoudsand two hundred three only
13 | 7.6 | Extra for brick work in superstructure above plinth level for every floor or part thereof in addition to rate for foundation and plinth:
a |  | GF | cum | 121 | Rs. One hundred twenty one only
b |  | FF | cum | 242 | Rs. Two hundred fourty two only
14 | 7.11 | Half brick thick brick masonry with fly-ash lime bricks (FaLG Bricks) confirming to IS:12894-2002 of class designation 40 in superstructure above plinth level.
| 7.11.2 | Cement Mortar 1:4 (1 cement : 4 coarse sand) | sqm | 382 | Rs. Three hundred eighty two only
15 | 7.12 | Extra for half brick work in superstructure above plinth level for every story or part thereof in addition to rate for upto plinth level: | sqm | 11 | Rs. Eleven only
16 | 8.3 | Providing 40x5mm iron hold fast 40cm long including fixing to frame with 10mm bolts nuts and wooden plug and embedding in Cement Concrete 1:2:4 in blocks of size 30x10x15cm. | each | 72.5 | Rs. Seventy two & Ps. Fifty only
17 | 8.4 | Providing and fixing Dash fastener (for fixing door/ window frames) on C.C. / R.C.C./ Brick masonry surface backing including drilling necessary holes and the cost of bolt etc complete.
| 8.4.2 | Dash fastener 10x75mm | each | 27.5 | Rs. Twenty seven & Ps. Fifty only
18 | 8.1.2 | Providing wood work in frames of doors, windows, clerestory windows and other frames wrought framed and fixed in position. | cum | 61051 | Rs. Sixty one thousand fifty one only
19 | 8.12 | Providing and fixing flush door shutters, conforming to IS : 2202 (Part-I), decorative type core of block board construction with frame of first class hard wood and well matched teak ply veneering with vertical grains or cross bands and face veneers on both faces of shutters excluding hinges.
| 8.12.2 | 35 mm. thick (single leaf) | sqm | 2005 | two thousand five only
20 | 8.13 | Providing and fixing flush door shutters, conforming to IS 2202 (Part 1), interior grade, commercial type, core of block board construction with frame of first class hard wood and well matched commercial ply veneering with vertical grains, cross bands and face veneers on both faces of shutters excluding hinges. |  |  | One Thousand One Hundred
| 8.13.3 | 30 mm. thick (single leaf) | sqm | 1197 | Ninty Seven only
21 | 8.132 | Providing and fixing stainless steel butt hinges IS : 12817 marked with necessary stainless steel screws etc complete.
| 8.132.1 | 150x2.5mm (heavy) | each | 97.5 | Rs. Ninety seven & Ps. Fifty only
22 | 8.137 | Providing and fixing stainless steel sliding door bolts with 16mm rod, 2.5mm thick flap, necessary stainless steel nuts bolts and screws etc complete.
| 8.137.1 | 300mm | each | 238 | Rs. Two hundred thirty eight only
23 | 8.138 | Providing and fixing stainless steel door latch with 12mm rod, 2.5mm thick flap, necessary stainless steel screws etc complete.
| 8.138.1 | 300mm | each | 92.5 | Rs. Ninety two & Ps. Fifty only
24 | 8.139 | Providing and fixing stainless steel tower bolts (Barrel type) with necessary stainless steel screws etc complete.
| 8.139.1 | 250 x10mm | each | 97 | Rs. Ninety seven only
25 | 8.141 | Providing and fixing Stainless steel "D" shape door handles made of 10mm dia rod with necessary stainless steel screws etc complete.
| 8.141.3 | 125 mm | each | 42 | Rs. Fourty two only
26 | 8.143 | Providing and fixing stainless steel hanging door stopper with necessary stainless steel screws complete.
| 8.143.1 | Single | each | 47 | Rs. Fourty seven only
27 | 8.56 | Providing and fixing stainless steel wire mesh of average width of aperture 1.56mm with wire of dia 0.45mm to doors, windows and clerestory windows including 19x12mm teak wood beading etc. complete. | sqm | 649 | Rs. Six hundred fourty nine only
28 | 9.15 | Providing and fixing M.S. grill of approved pattern made of M.S. flats or square or round bars welded to steel frame of windows etc. including applying a priming coat of red oxide zinc chromate primer.. | kg | 67.5 | Rs. Sixty seven & Ps. Fifty only
29 | 9.16 | Providing and fixing M.S. frames of doors, windows, ventilators and cupboards joints mitred and welded with 15x3 mm lugs 10cm long embedded in cement concrete blocks 15x10x10cm of grade M-10 or with wooden plugs and screws or with dash fastener or rawl plugs and screws or with fixing clips or with bolts and nuts as required including fixing of necessary butt hinges and screws and applying a priming coat of approved steel primer.
| 9.16.2 | Angle-iron frames | Kg | 73.5 | Rs. Seventy three & Ps. Fifty only
30 | 9.47 | Providing and fixing aluminium work for doors, windows, ventilators and partitions made out of extruded aluminium standard sections (main section with minimum 1.5mm thickness) conforming to IS: 733, IS: 1285 mitred and jointed mechanically including aluminium cleats, neoprene weather stripping gasket beveled edge beading, screws duly fixed in wall/ floor with fixing clips or hold fasteners or bolts and nuts as required aluminium sections shall be anodized transparent or dyed to approved shade according to IS: 1868, minimum anodic coating shall be of grade AC-15. (Glazing and panelling to be paid for separately
a | 9.47.1 | For fixed portion | kg | 331 | Rs. Three hundred thirty one only
b | 9.47.2 | For shutter of doors, windows & ventilators including providing and making provision for fixing of fitting wherever required including the cost of PVC/ neoprene gasket required (Fittings shall be paid for separately). | kg | 338 | Rs. Three hundred thirty eight only
31 | 9.5 | Providing and fixing 12mm thick pre-laminated particle board flat pressed with decorative lamination and balancing lamination on specified sides exterior Grade – I MDF Board 12 mm thick confirming to IS:14587, including fixed in aluminium doors, windows shutters and partition frames with C.P. brass/ stainless steel screws etc. complete.
| 9.50.1 | With decorative lamination on one side and balancing lamination on other side. | Sqm | 845 | Rs. Eighty hundred fourty five only
32 | 9.51 | Providing and fixing glazing in aluminium door, window, ventilator shutters and partitions etc. with PVC/ neoprene gasket etc. complete. (Cost of aluminium snap beading shall be paid in basic item):
| 9.51.2 | With float glass panes of 5 mm thickness | sqm | 708 | Rs. Seven hundred eighty only
33 | 9.57 | Providing stainless steel railing/ grill made of S.S. flats, hollow S.S. pipe or square/ rectangular sections of approved design fixing in stair case, balcony or other places with metal fasteners and stainless steel bolts etc complete.
| 9.57.1 | SS Grade 204 | Kg | 467 | Rs. Four hundred sixty seven only
34 | 10.41 | Providing gola 75x75 mm in cement concrete 1:2:4 (1 cement : 2 coarse sand : 4 stone aggregate 10mm and down grade) including finishing with cement mortar 1:3 (1 cement : 3 fine sand) as per standard design. | mtr | 68 | Rs. Sixty eight only
35 | 11.1 | 6mm thick cement plaster of mix:
| 11.1.2 | In Cement mortar 1:4 (1 cement : 4 fine sand) | sqm | 87 | Rs. Eighty seven only
36 | 11.2 | 12mm thick cement plaster of mix:
| 11.2.3 | In Cement Mortar 1:5 (1 cement : 6 fine sand) | sqm | 96.5 | Rs. Ninety six & Ps fifty
37 | 11.3 | 15mm thick cement plaster on the rough side of single or half brick wall of mix:
| 11.3.3 | In Cement Mortar 1:5 (1 cement : 6 fine sand) | sqm | 113 | Rs. One hundred thirteen
38 | 11.32 | 18 mm thick plain cement mortar band in cement mortar 1:4 (1 cement : 4 fine sand) per cm width:
a | 11.32.3 | Raised Band | metre | 3.3 | Rs. Three & ps thirty only
b | 11.32.4 | Drip Course | metre | 3.6 | Rs. Three & ps sixty only
39 | 11.41 | Providing and fixing chicken mesh weighting not less than 250 gms/ sqm as per IS : specification in the required width with 10mm long steel nails on vertical and horizontal surface near R.C.C. and brick walls junctions including scaffolding and all lead and lifts etc. complete before plastering upto 10mts in height. | sqm | 86 | Rs. eighty six only
40 | 12.74 | Providing and Fixing rectified glazed ceramic floor tiles of 1st quality conforming to IS: 15622-2017 of approved make,in all colours shade over 20mm thick bed of cement mortar 1:3 (1 cement:3 course sand) and joining with grey cement slurry @ 3.3kg per sqm. including pointing in white cement mixed with matching pigment complete.
| 12.74.2 | Size 400x400 mm thickness 7 to 8 mm | sqm | 826 | Rs. Eight hundred twenty six only
41 | 12.75 | Providing and Fixing rectified glazed ceramic wall/dado tiles of 1st quality conforming to IS: 15622-2017 of approved make,in all colours shade in wall and dado over 12mm thick bed of cement mortar 1:3 (1 cement:3 course sand) and joining with grey cement slurry @ 3.3kg per sqm. including pointing in white cement mixed with matching pigment complete.
| 12.75.1 | Size 300x450 mm thickness 7 to 9 mm | sqm | 710 | Rs. Seven hundred ten only
42 | 12.76 | Providing and laying Glazed Vitrified Floor tiles (GVT/PGVT) with digital print of random design with water absorption less than 0.05% and conforming to IS: 15622-2017 of 1st quality of approved make in all colours,shade and size mensioned below(+/- 10mm),laid on 20mm thick cement mortar 1:4 (1cement:4 course sand) including grouting th ejoints with white cement and matching pigments etc. complete.
| 12.76.1 | Size 600x600 mm thickness 9 to 10 mm | sqm | 964 | Rs. Nine hundred sixty four only
43 | 13.3 | 15 mm thick Marble work (machine cut, table rubbed & polished) for kitchen platform, vanity counters, window sills and similar locations of required size laid over 20mm thick base cement mortar 1:4 (1 cement : 4 coarse sand) including joints treated with white cement mixed with matching pigment including rubbing and polishing to edge moulding to give high gloss finish.
| 13.3.5 | Udaipur green marble | sqm | 1808 | Rs. One thousand eight hundred eight only
44 | 13.4 | 15mm thick Granite work (machine cut, table rubbed & mirror polished) for wall lining (veneer work) in cement mortar 1:3 (1 cement : 3 coarse sand) including pointing with cement mortar 1:2 (1 white cement: 2 marble dust) mixed with matching pigment. (Area of slab should be over 0.5 sqm).
| 2013-04-02 | Granite stone black | sqm | 2771 | Two Thousand Seven Hundred Seventy One only
| 2013-04-03 | Granite stone lakha red/ shahi red | sqm | 4258 | Rs. Four thousand two hundred fifty eight only
45 | 13.6 | 15mm thick Granite work (machine cut, table rubbed & mirror polished) for kitchen platform, vanity counters, window sills and similar locations of required size laid over 20mm thick base cement mortar 1:4 (1 cement : 4 coarse sand) including joints treated with white cement mixed with matching pigment including rubbing and polishing to edge moulding to give high gloss finish.
| 13.6.2 | Granite stone black | sqm | 3279 | Three Thousand two hundred Seventy nine only
| 13.6.3 | Granite stone lakha red/ shahi red | sqm | 4766 | Rs. Four thousand seven hundred sixty six only
46 | 13.19 | Extra for providing edge moulding to 15mm thick stone counters, vanities etc. including machine polishing to edge to give high gloss finish etc.complete as per design approved by Engineer-in-Charge.
| 13.19.1 | Marble work | m | 103 | Rs. One hundred three only
| 13.19.2 | Granite work | m | 172 | Rs. One hundred seventy two only
47 | 14.13 | Providing and applying 2mm thick ready mix exterior grade putty (Birla wall care, Alltek Superfine W/R of (NCL), J.K. wall putty) on walls to make the surface smooth and even. | sqm | 94.5 | Rs. Ninety four & Ps. Fifty only
48 | 14.9 | Distempering with acrylic washable distemper to give an even shade.
| 14.9.1 | On new work (Two or more coats) | sqm | 38 | Rs. Thirty eight only
49 | 14.15 | Painting exterior surface with ACRYLIC SMOOTH exterior paint of required shade as per manufacturer's specifications to give protective and decorative finish including cleaning washing of surface etc. complete with:
| 14.15.1 | On new work (Two or more coats applied @ 1.43 ltr/ 10 sqm over and including priming coat of exterior primer applied @ 2.20 kg/ 10 sqm) | sqm | 56 | Rs. Fifty six only
50 | 14.1 | Wall painting with acrylic premium emulsion (plastic) paint of required shade to give an even shade.
| 14.10.1 | On new work (two or more coats) | sqm | 44.5 | Rs. Fourty four & Ps. Fifty only
51 | 14.13 | Providing and applying 2mm thick ready mix exterior grade putty (Birla wall care, Alltek Superfine W/R of (NCL), J.K. wall putty) on walls to make the surface smooth and even. | sqm | 94.5 | Rs. Ninety four & ps. Fifty only
52 | 14.14 | Finishing walls with water proofing cement paint of required shade to give an even shade.
| 14.14.1 | On new work (Two or more coats applied @ 3.84 kg/10 sqm) | sqm | 41
53 | 14.16.1 | Painting exterior surface with PREMIUM ACRYLIC SMOOTH exterior paint of required shade as per manufacturer's specifications to give protective and decorative finish including cleaning washing of surface etc. complete with: On new work (Two or more coats applied @ 1.43 ltr/ 10 sqm over and including priming coat of exterior primer applied @ 2.20 kg/ 10 sqm) | sqm | 74.5 | Rs. Seventy four & Ps. Fifty only
54 | 14.22 | Painting on new work (two or more coats) to give an even shade with:
| 14.22.1 | Satin synthetic enamel paint | sqm | 55 | Rs. Fifty five only
55 | 14.25 | Providing and laying French sprit polish on new wood work after preparing the surface by rubbing down smooth with sand papers, covering the knots, if visible, applying a coat of wood filler, cleaning the surface, applying 50 or more coats of French spirit polish till the surface gives high gloss. | sqm | 143 | Rs. One hundred fourty three only
56 | 18.1 | Providing and fixing water closet squatting pan (Indian type W.C. pan), 100mm sand cast Iron P or S trap, 10 litre low level P.V.C. flushing cistern (same colour) conforming to IS : 7231, with flush bend and other fittings and fixtures complete including cutting and making good the walls and floors wherever required :
| 18.1.3 | White Orissa pattern W.C. pan of size 580x440 mm | each | 2899 | Rs. Two thousand eight hundred ninety nine only
57 | 18.4 | Providing and fixing vitreous china water closet (European type W.C. pan) with white ISI marked plastic seat and lid, 10 litre low level white P.V.C. flushing cistern (same colour), conforming to IS : 7231, with all fittings and fixtures complete including cutting and making good the walls and floors wherever required :
| 18.4.1 | White pedestal type | each | 2882 | Rs. Two thousand eight hundred eighty two only
58 | 18.1 | Providing and fixing 15 mm nominal bore uplasticised PVC connection pipe with PTMT nuts and PVC bush of approved quality and colour:
| 18.10.2 | 45 CM length | each | 66.5 | Rs. Sixty six & ps. Fifty only
59 | 18.17 | Providing and fixing vitreous china wash basin with C.I. brackets, 32 mm C.P. brass waste of standard pattern, including painting of brackets, cutting and making good the walls wherever required :
| 18.17.5 | White Oval or round size 550x400mm. | each | 1605 | Rs. One thousand six hundred five only
60 | 18.22 | Providing and fixing Stainless Steel A ISI 304 (18/8) kitchen sink without drain board as per IS 13983 with C.I. brackets and stainless steel plug 40 mm including painting of fittings and brackets, cutting and making good the walls wherever required :
| 18.22.2 | 560x410 mm bowl depth 215 mm. | each | 6210 | Rs. Six thousand two hundred ten only
61 | 18.25 | Providing and fixing flexible P.V.C. waste pipe for sink or wash basin including P.V.C. waste fittings complete.
| 18.25.2 | 40 mm dia | each | 88.5 | Rs. Eighty eigh & ps. Fifty only
62 | 18.26 | Providing and fixing PVC waste coupling in wash basin/ sink.
| 18.26.2 | 40 mm | each | 61 | Rs. Sixty one only
63 | 18.76 | Providing and fixing on wall face or under floor UV stabilized Unplasticised Rigid PVC pipes (single socketed) having 3.2mm wall thickness conforming to IS : 13592 (4kg/sqcm) including required couplers, jointing with seal ring conforming to IS : 5382 leaving 10 mm gap for thermal expansion etc complete.
a | 18.76.1 | 75 mm dia pipe. | metre | 182 | Rs. One hundred eighy two only
b | 18.76.2 | 110 mm dia pipe. | metre | 267 | Rs. Two hundred sixty seven only
64 | 18.77 | Providing and fixing on wall face UV stabilized Unplasticised - PVC moulded fittings/ accessories having 3.2mm wall thickness for Rigid PVC pipes conforming to IS : 13592 (heavy) jointing with seal ring conforming to IS : 5382 leaving 10 mm gap for thermal expansion.
a | 18.77.1.1 | 75 mm | each | 113 | Rs. One hundred thirteen only
b | 18.77.1.2 | 110 mm | each | 154 | Rs. One hundred fifty four only
c | 18.77.4.1 | 75 mm | each | 49.5 | Rs. Fourty nine & fifty only
d | 18.77.4.2 | 110 mm | each | 59 | Rs. Fifty nine only
| 18.77.3 | Vent covel
e | 18.77.3.1 | 75mm | each | 34 | Rs. Thirty four only
f | 18.77.3.2 | 110 mm | each | 44 | Rs. Fourty four only
g | 18.77.6 | Nahani trap 110x75mm | each | 90.5 | Rs. Ninety & ps fifty only
65 | 18.78 | Providing and fixing UV stabilized Unplasticised -PVC pipe clips of approved design to Rigid PVC pipes by means of 50x50x50mm hard wood plugs, screwed with M.S. screws of required length including cutting brick work and fixing in cement mortar 1:4 (1 cement : 4 coarse sand) and making good the wall etc. complete.
a | 18.78.1 | 75 mm | each | 57 | Rs. Fifty seven only
b | 18.78.2 | 110 mm | each | 61 | Rs. Sixty one only
66 | 19.7 | Providing and fixing on wall surface G.I. pipes medium class complete with G.I. fittings and clamps, including cutting, making good the walls etc. and testing of joints complete:
| 19.7.3 | 25 mm dia. nominal bore | metre | 258 | Rs. Two hundred fifty eight yonly
67 | 19.8 | Providing and fixing concealed in wall G.I. pipes medium class complete with G.I. fittings and clamps, including painting with anti corrosive bitumastic paint, cutting chases, making good the walls etc. and testing of joints complete:
| 19.8.1 | 15 mm dia nominal bore | metre | 188 | Rs. One hundred eighty eight only
68 | 19.14 | Providing and fixing 15 mm nominal bore C.P. brass fittings of approved make and conforming to IS:8931 including C.P. brass extension if required:
a | 19.14.1 | Bib cock (450gms) | each | 382 | Rs. Three hundred eighty two only
b | 19.14.7 | Angle valve for basin mixer and geyser points (450gms) | each | 382 | Rs. Three hundred eighty two only
c | 19.14.4 | Piller Cock (400 grams) | each | 398 | Rs. Three hundred ninety eighty only
d | 19.14.9 | Kitchen sink mixer with cast swivel spout (1000 grams) | each | 1248 | Rs. One thousand two hundred fourty eight only
e | 19.14.10 | Wall mixer with elegant knob (1400 grams) | each | 1787 | Rs. One thousand seven hundred eighty seven only
f | 19.14.15 | Shower rose (revolving type) (150mm) | each | 269 | Rs. Two hundred sixty nine only
g | 19.14.19 | Health foscet (hand jet) with flexible connection pipe (for WC) | each | 774 | Rs. Seven hundred seventy four only
69 | 19.15 | Providing and fixing stainless steel drain jali of approved make/quality. | each | 51 | Rs. Fifty one only
70 | 19.16 | Providing and fixing gun metal gate valve with C.I. wheel of approved quality (screwed end):
| 19.16.1 | 25 mm nominal bore | each | 436 | Rs. Four hundred three six only
71 | 19.2 | Providing and fixing brass ferrule with C.I. mouth cover including boring and tapping the main :
. | 19.20.1 | 15 mm nominal bore | each | 202 | Rs. Two hundred two only
72 | 19.42 | Providing and placing on terrace (at all levels) polyethylene water storage tank ISI marked with cover and suitable locking arrangement and making necessary holes for inlet, outlet and overflow pipes but without fittings and the base support for tank. | Ltr | 7.3 | Rs. Seven & ps thirty only
73 | 19.48 | Constructing masonry Chamber 60x60x75 cm, inside with modular well burnt clay bricks of 35 kg/ cm² in cement mortar 1:4 (1 cement : 4 coarse sand) for sluice valve, with C.I. surface box 100mm. top diameter, 160 mm bottom diameter and 180 mm deep (inside) with chained lid and RCC top slab 1:2:4 mix (1 cement : 2 coarse sand : 4 graded stone aggregate 20mm nominal size) necessary excavation foundation concrete 1:5:10 (1 cement : 5 fine sand : 10 graded stone aggregate 40 mm nominal size) and inside plastering with cement mortar 1:3 (1 cement : 3 coarse sand) 12 mm thick finished with a floating coat of neat cement complete as per standard design : | Each | 4644 | Rs. Four thousand six hundred fourty four only
74 | 20.3 | Providing and fixing square-mouth S.W. gully trap grade 'A'’ complete with C.I. grating brick masonry chamber with well burnt modular clay bricks crushing strength not less than 35kg/ cm², water tight C.I. cover with frame of 300 x300 mm size (inside) the weight of cover to be not less than 4.50 kg and frame to be not less than 2.70 kg as per standard design :
| 20.3.1 | 100x100 mm size P type | each | 1339 | Rs. One thousand three hundred thirty nine only
75 | 20.28 | Providing and constructing brick masonry chamber for underground pipe and and bends with well burnt modular clay bricks crushing strength not less than 35kg/cm2 in cement mortar 1:4 (1 cement : 4 coarse sand) C.I. cover with frame (light duty) 455x610 mm internal dimensions, total weight of cover with frame to be not less than 38 kg (weight of cover 23 kg and weight of frame 15 kg) R.C.C. top slab with 1:2:4 mix (1 cement :2 coarse sand : 4 graded stone aggregate 20 mm nominal size) foundation concrete 1:5:10 (1 cement : 5 fine sand : 10 graded stone aggregate 40 mm nominal size), inside plastering 12 mm thick with cement mortar 1:3 (1 cement : 3 coarse sand) finished smooth with a floating coat of neat cement on walls and bed concrete etc. complete as per standard design
| 20.28.1 | Inside dimensions 455x610 mm and 45 cm deep for single pipe line : | Each | 3796 | Rs Three Thousand Seven Hundred Ninty Six only
76 | 20.30 | Providing and constructing brick work for extra depth beyond 45 cm of brick masonry chamber with well burnt modular clay bricks crushing strength not less than 35kg/cm2 in cement mortar 1:4 (1 cement : 4 coarse sand) with inside plastering 12 mm thick with cement mortar 1:3 (1 cement : 3 coarse sand) finished smooth with a floating coat of neat cement on walls:
| 20.30.1 | For 455x610 mm size | Mtr | 2616 | Rs. Two thousand six hundred sixteen only
DEVELOPMENT WORK
77 | 1.1 | Excavation for all types and sizes of foundations, trenches and drains or for any other purpose including disposal of excavated stuff upto 1.5 m lift and lead upto 50m (at least 5m away from the excavated area), including dressing and leveling of pits.
| 1.1.1 | In all types of soils. | Cum. | 185 | Rs one hundred eighty five only
78 | 2.1 | Providing and fixing form work including centring, shuttering, strutting, staging, propping bracing etc. complete and including its removal at all levels, for:
| 2.1.1 | Foundations, footings, bases of columns plinth beam, curtain wall in any shape and size and all type of wall below plinth level. | Sqm | 139 | Rs. One hundred three nine only
a | 2.1.7 | Suspended floors, roofs, access platform, balconies (plain surfaces) and shelves (cast in situ) | sqm | 235 | Rs. Two hundred thirty five only
b | 2.1.8 | Beams, lintels, cantilevers & walls | sqm | 202 | Rs. Two hundred two only
79 | 3.1 | Providing and laying nominal mix plain cement concrete with crushed stone aggregate using concrete mixer in all works upto plinth level excluding cost of form work.
| 3.1.3 | 1:3:6 (1 cement : 3 coarse sand : 6 graded stone aggregate 40mm nominal size). | Cum | 2970 | Rs. Two thousand nine hundred seventy only
80 | 3.2 | Providing and laying nominal mix reinforced cement concrete with crushed stone aggregate using concrete mixer in all works upto plinth level excluding cost of form work.
| 3.2.1 | 1:1½:3 (1 cement : 1½ coarse sand : 3 graded stone aggregate 20mm nominal size). | Cum | 4163 | Rs. Four thousand one hundred Sixty three only
81 | 3.12 | Providing and placing in position reinforcement for R.C.C. work including straightening, cutting, bending, binding etc. complete as per drawings including cost of binding wire in foundation and plinth all complete:
| 3.12.1 | Thermo-Mechanically treated bars FE 415 | Cum | 54.5 | Rs. Fifty four & Ps. Fifty only
82 | pwd road sor 4.1 | Granular Sub-base as per Table:- 400-1 Construction of granular sub-base by providing graded Material, , carriage of mixed Material to work site, spreading in uniform layers with motor grader on prepared surface watering, rolling and compacting with vibratory power roller at OMC to achieve the desired density, complete as per clause 401
| (B) | By Mix in place method Disintegrated rock i.e moorum having CBR value not less than 20 and P.I. and L.L. not more than 6 and 20 respectively.
|  | (For Village roads only) | Cum | 460 | Rs. Four hundred sixty only
83 | pwd road sor 4.1.A (a) | Granular Sub-base Construction of granular sub-base by providing close graded Material, , carriage of mixed Material to work site, spreading in uniform layers with motor grader on prepared surface watering, rolling and compacting with vibratory power roller at OMC to achieve the desired density, complete as per clause 401
Plant mix method (with Mechanically crushed stone only)
For Lower Sub-base with
for grading- III Material
Main Road HIG to EWS
|  | Add 5% for junction improvement | Cum. | 1423 | Rs. One thousand four hundred twenty three only
84 | 4.8 | Water Bound Macadam (Providing, laying, spreading and compacting stone aggregates of specific sizes to water bound macadam specification including spreading in uniform thickness, hand packing, rolling with vibratory roller 8-10 tonnes in stages to proper grade and camber, applying and brooming requisite type of screening/ binding Materials to fill up the interstices of coarse aggregate, watering and compacting to the required density as per clause-404.)
| (B) | Grading- II ( 53 to 22.4 mm size aggregate)
| (ii) | Using Screening Type-B (11.2mm Agg.) | Cum | 1647 | Rs. One thousand six hundred fourty seven
85 | pwd road sor 4.13 | Construction of Shoulders (Construction of shoulders as per clause 408 with selected soil from borrow pits / borrow areas having CBR not less than 12 and shall have L.L. and P.I. not more than 25% and 6% respectively, inclusive of all leads and lifts, including clearing and scrapping of existing surface, providing required cross fall, compacting. watering rolling and royalty charges etc. complete.
| (A) | With vibratory roller | Cum | 291 | Rs. Two hundred ninety one only
| B | With smooth wheeled roller | Cum | 277 | Rs. Two hundred seventy seven only
86 | 7.5 | Brick work with modular fly-ash lime bricks (FaLG Bricks) confirming to IS:12894-2002 of class esignation 4.0 in foundation and plinth in:
| 7.5.4 | Cement Mortar 1:6 (1 cement : 6 coarse sand) | Cum. | 3263 | Rs. Three thousand two hundred sixty three only
87 | 11.1 | Providing and making 6mm thick cement plaster of mix:
| 11.1.2 | In Cement mortar 1:4 (1 cement : 4 fine sand) | sqm | 87 | Rs. Eighty seven only
88 | 11.2 | Providing and making 12mm thick cement plaster of mix:
| 11.2.4 | In Cement Mortar 1:6 (1 cement : 6 fine sand) | sqm | 91.5 | Rs. Ninety one & Ps. Fifty only
89 | 11.3 | Providing and making 15mm thick cement plaster on the rough side of single or half brick wall of mix:
| 11.3.4 | In Cement Mortar 1:6 (1 cement : 6 fine sand) | sqm | 107 | Rs. One hundred seven only
90 | 12.10 Road | Providing and planting of plumeria (Champa) 2‟0” to 3‟0” heighted plants with 1‟0” x 1‟0”x1‟6” depth pit formation and soil preparation work‟s, (Mixing organic manure and plant‟s protection insecticide). Up to 4 month maintenance | EACH | 380 | Rs. Three hundred eighty only
91 | 12.3 | Cement concrete flooring with cement concrete 1:2:4 (1 cement : 2 coarse sand : 4 graded stone aggregate 20mm) finished with a floating coat of neat cement.
| 12.3.2 | 50 mm thick | sqm | 254 | Rs. Two hundred fifty four only
92 | 12.6 | Providing and planting of 3‟0” to 4‟0” heighted wasingtonia, filipheria/bismarkia novelist plam plants with 1‟6” x 1‟6” depth pit formation and soil preparation, (Mixing organic manure and plant‟s protection insecticide). Up to 4 month maintenance. | EACH | 935 | Rs. Nine hundred thirty five only
93 | 12.7 | Providing and planting of 4‟0” to 5‟0” heighted Ficus prestige/Blackiana plants with 1‟6” x 1‟6” depth pit formation and soil preparation, (Mixing organic manure and plant‟s protection insecticide). Up to 4 month maintenance. | EACH | 660 | Rs. Six hundred sixty only
94 | 12.8 | Providing and planting of Bogenbelia dwarf, chandni dwarf, kaner dwarf vr flower bearing plants with 0‟9” x 0‟9” depth pit formation and soil preparation work‟s, (Mixing organic manure and plant‟s protection insecticide). Up to 4 month maintenance | EACH | 88 | Rs. Eighty eight only
95 | 12.9 | Providing and planting of dwarf red Ekalyha plants showing mass effect view with 0‟9” x 0‟9”x1‟0” depth pit formation and soil preparation work‟s, (Mixing organic manure and plant‟s protection insecticide). Up to 4 month maintenance | EACH | 72 | Rs. Seventy two only
96 | 14.14 | Finishing walls with water proofing cement paint of required shade to give an even shade.
| 14.14.1 | On new work (Two or more coats applied @ 3.84 kg/10 sqm) | sqm | 41 | Rs. Fourty ony only
97 | 14.22 | Painting on new work (two or more coats) to give an even shade with:
| 14.22.1 | Satin synthetic enamel paint | sqm | 55 | Rs. Fifty five only
98 | 19.9 | Providing and laying in trenches G.I. pipes medium class complete with G.I. fittings including excavation of trenches, refilling the same and testing of joints complete:
| 19.9.6 | 50 mm dia. nominal bore | metre | 398 | Rs. Three hundred ninety eight only
99 | 19.19 | Providing and fixing gun metal non- return valve (vertical type) of approved quality (screwed end) :
| 19.19.4 | 50 mm nominal bore | each | 1088 | Rs. One thousand eighty eight only
| 19.19.6 | 80 mm nominal bore | each | 2758 | Rs. Two thousand seven hundred fifty eight only
100 | 19.48 | Constructing masonry Chamber 60x60x75 cm, inside with modular well burnt clay bricks of 35 kg/ cm² in cement mortar 1:4 (1 cement : 4 coarse sand) for sluice valve, with C.I. surface box 100mm. top diameter, 160 mm bottom diameter and 180 mm deep (inside) with chained lid and RCC top slab 1:2:4 mix (1 cement : 2 coarse sand : 4 graded stone aggregate 20mm nominal size) necessary excavation foundation concrete 1:5:10 (1 cement : 5 fine sand : 10 graded stone aggregate 40 mm nominal size) and inside plastering with cement mortar 1:3 (1 cement : 3 coarse sand) 12 mm thick finished with a floating coat of neat cement complete as per standard design : | each | 4644 | Rs. Four Thousand six hundred fourty four only
101 | 20.7 | Constructing brick masonry manhole with well burnt modular clay bricks crushing strength not less than 35 kg/ cm² in cement mortar 1:4 (1 cement : 4 coarse sand) R.C.C. top slab wit 1:2:4 mix (1 cement : 2 coarse sand: 4 graded stone aggregate 20 mm nominal size) foundation in cement concrete 1:4:8 mix (1 cement : 4 coarse sand : 8 graded stone aggregate 40mm nominal size) inside plastering 12mm thick with cement mortar 1:3 (1 cement : 3 coarse sand) finished with floating coat of neat cement and making channels in cement concrete 1:2:4 ( 1 cement : 2 coarse sand: 4 graded stone aggregate 20mm nominal size) finished with a floating of neat cement complete as per standard design.
| 20.7.1 | Inside size 90x80 cm and 45 cm deep including C.I. cover with frame (light duty) 455x610 mm internal dimensions total weight of cover and frame to be not less than 38 kg (weight of cover 23 kg and weight of frame 15 kg): | Nos. | 6703 | Rs. Six thousand seven hundred three only
102 | 20.8 | Extra for depth for manholes
| 20.8.1 | Size 90x80 cm | Mtr | 3755 | Rs. Three thousand seven fifty five only
103 | 20.31 | Providing and constructing soak pit 1.20x1.20x1.20m filled with brickbats including S.W. drain pipe 100 mm diameter and 1.20 m long complete as per standard design. | each | 1709 | Rs. One thousand seven hundred nine only
104 | 21.1 | Boring/drilling bore well perfectly vertical for the specified depth suitable to receive required dia for casing/ strainer pipe, by suitable method prescribed in IS: 2800 (part I), including collecting samples from different strata, preparing and submitting strata chart/bore log, including hire & running charges of all equipments, tools, plants & machineries required for the job, all complete as per direction of Engineer–in-charge upto 90 metre depth below ground level.
b | 21.1.2 | Rocky strata including Boulders.
| 21.1.2.3 | 150 mm dia. | metre | 396 | Rs. Three hundred ninety six only
105 | 21.2 | Boring/drilling bore well perfectly vertical for the specified depth suitable to receive required dia for casing/ strainer pipe, by suitable method prescribed in IS: 2800 (part I), including collecting samples from different strata, preparing and submitting strata chart/bore log, including hire & running charges of all equipments, tools, plants & machineries required for the job, all complete as per direction of Engineer–in-charge beyond 90 metre & upto 150 metre depth below ground level.
| 21.2.2 | Rocky strata including Boulders.
| 21.2.2.3 | 150 mm dia. | metre | 424 | Rs. Four hundred twenty four only
106 | 21.3 | Supplying, assembling, lowering and fixing in vertical position in bore well, unplasticized PVC medium well casing (CM) pipe of required dia, conforming to IS: 12818, including required hire and labour charges, fittings & accessories etc. all complete, for all depths, as per direction of Engineer –in-charge.
| 21.3.3 | 150 mm nominal size dia. | metre | 540 | Rs. Five hundred fourty only
.
107 | 21.11 | Providing and fixing suitable size threaded mild steel cap or spot welded plate to the top of bore well housing/ casing pipe, removable as per requirement, all complete for bore well of:
| 21.11.3 | 150 mm dia | each | 217 | Rs. Two hundred seventeen only
108 | 21.17 | Carrying out the resistivity survey by VES method using Schlumberger configuration for locating the proper spot for drilling of tube well within the selected habitation, including photography, interpretation of resistivity data and submission of report in the desired format along with resistivity readings, necessary graph and photographs. (only successful point is payable) | point | 1502 | Rs. One thousand five hundred two only
109 | 22.2 | Suppling and stacking of good earth at site including royalty, loading, unloading and carriage upto 10km(earth measured in stacks will be reduced by 20% for payment) | CUM | 201 | Rs. Two hundred one only
110 | 22.4 | Supplying and stacking at site well decayed cow dung manure from approved source, including loading, unloading and carriage upto 5 km (manure measured in stacks will be reduced by 8% for payment). | CUM | 236 | Rs. Two hundred thirty six only
111 | 22.8 | Spreading of sludge, dump manure or/and good earth in required thickness (Cost of sludge, dump manure or/ and good earth to be paid separately). | CUM | 17.5 | Rs. Seventeen & Ps. Fifty only
112 | 22.9 | Mixing earth and sludge or manure in proportion specified or directed | CUM | 11 | Rs. Eleven only
113 | 22.16 | Providing and fixing M.S. flat iron tree guard 60cm dia. and 2m height above ground level formed of 4 nos. 25x6mm and 8 nos. 25x3mm vertical M.S. flats riveted to 3 nos. 25x6mm M.S. flat iron rings in two halves, bolted together with 8mm dia. and 30mm long bolts including painting two coats with paint of approved brand and manufacture over a coat of priming, complete in all respects. | EACH | 2362 | Rs. Two thousand three hundred sixty two only
114 | 22.25 | Providing and Planting following herbs in garden including preparation of soil,base plantation, providing and spreading different fertilizers,soil and sand.
a | 22.25.1 | Hedges like Alife,Dorenta,Tikoma etc.- | EACH | 14 | Rs. Fourteen only
b | 22.25.2 | Furn like arrica,china etc (3year old)- | EACH | 125 | Rs. One hundred twenty five only
c | 22.25.3 | Hibiscus (Flower) /Rose- | EACH | 26.5 | Rs. Twenty six & Ps. Fifty only
d | 22.25.4 | Carpet Grass(Well developed)- | SQM | 263 | Rs. Two tundred sixty three only
115 | Elec. Sor 23.3 | Supplying, installation, testing and commissioning of submersible pump set for water supply system with submersible motor directly coupled to multi-stage submersible pump of specified discharge capacity, head, delivery size in existing bore well including 2 sets of suitable size holding clamps made out of 50 mm X 6 mm MS flat, connection with suitable submersible cable of standard length etc. as per specification.
| 23.3.4 | 3.0 HP, three phase | Each | 22714 | Rs. Twenty two thousand sevsen hundred fourteen only
116 | Elec. Sor 23.2 | Supplying, installation, testing and commissioning of centrifugal type mono-block electric pump set for water supply system having following capacity three phase, 415 volts AC induction motor and pump including suitable channel iron base frame, suitable C.C. foundation and connection of suction and delivery line etc. as per specification.
| 23.2.2 | 5 HP, 750 LPM, 20 m head, suction size 80 mm, delivery size 65 mm | Each | 16050 | Rs. Sixteen thousand fifty only
117 | Elec. Sor 23.10 | Supply, installation, testing and commissioning of 5-7.5 HP 3 phase submersible motor starter cum control wall/ floor mounted type made out of not less than 1.6 mm thick MS sheet and comprising of following panel mounting switchgears there in including connection inter-connection etc. as per specification. a) Phase indicating lamps with fuses and toggle switches 1 set b) 5/7.5 HP 3 phase DOL starter with over load and no volt relay 1 No c) 32 A "C" curve TPMCB 1 No d) Voltmeter 0-500 V with selector switch 1 set e) Ammeter 0-10 A with CT's and selector switch 1 set. | Each | 4152 | Rs. Four thousand one hundred fifty two only
118 | Elec. Sor 23.11 | Supply, installation, testing and commissioning of 1-3 HP 1 phase submersible motor starter cum control wall/ floor mounted type made out of not less than 1.6 mm thick MS sheet and comprising of following panel mounting switchgears there in including connection inter-connection etc. as per specification. a) Phase indicating lamps with fuses and toggle switches 1 set b) 1/2/3 HP 1 phase DOL starter with over load and no volt relay 1 No c) 25 A "C" curve DPMCB 1 No d) Voltmeter 0-250 V 1 set e) Ammeter 0-10 A 1 set | Each | 4030 | Rs. Four thousand thirty only
Executive Engineer
Chhattisgarh Housing Board
Division - Bilaspur
Sub Engineer
Chhattisgarh Housing Board
Sub Dn-III, Bilaspur (C.G.)
Assistant Engineer
Chhattisgarh Housing Board
Sub Dn-III, Bilaspur (C.G.)
Executive Engineer
Chhattisgarh Housing Board
Division - Bilaspur (C.G.)

## Electric
SCHEDULE OF ITEMS FOR INTERNAL ELECTRIFICATION WORK FOR HIG, MIG, LIG & EWS HOUSES UNDER GENERAL HOUSING SCHEME, PHASE-III AT DEORIKHURD, DISTT.-BILASPUR (C.G.)
S/NO. | SOR ITEM No. | PERTICULARS | UNIT | RATE | RATE IN WORD
1 | 1.7 | Wiring for light/ fan/ exhaust fan / call bell point with 3x1.5 sqmm FRLS PVC insulated stranded copper conductor wire for phase, neutral and earth in concealed FRLS PVC conduit (heavy duty, thickness of pipe should be 2 mm) with 5/6 amp modular switch, modular base and cover plate, suitable size G.I. box as per specification and IS: 694 (2010), IS: 9537 (2000 Part 5)
| 1.7.1 | Short Point | Point | 266 | Rs.Two Hundred Sixty-Six Only
| 1.7.2 | Medium Point | Point | 424 | Rs.Four Hundred Twenty-Four Only
| 1.7.3 | Long Point | Point | 588 | Rs.Five Hundred Eighty-Eight Only
2 | 1.8 | Wiring for twin control light point with 3x1.5 sqmm FRLS PVC insulated stranded copper conductor wire for phase, neutral and earth in concealed FRLS PVC conduit (heavy duty, thickness of pipe should be 2 mm) with 5/6 amp modular switch, modular base and cover plate, suitable size G.I. box as per specification and IS: 694 (2010), IS: 9537 (2000 Part 5) | Point | 420 | Rs.Four Hundred Twenty Only
3 | 1.9 | Extra for providing and fixing light plug point on board in concealed FRLS PVC conduit (heavy duty, thickness of pipe should be 2 mm) point wiring with modular type 3 pin 5/6 amp socket outlet and 5/6 amp switch including cost of base and cover plate and G. I. box etc. as per specification and IS: 694 (2010), IS: 9537 (2000 Part 5) | Point | 216 | Rs.Two Hundred Sixteen Only
4 | 1.10 | Wiring for light plug point with 3x2.5 sq mm FRLS PVC insulated stranded copper conductor wire for phase, neutral and earth in concealed FRLS PVC conduit (heavy duty, thickness of pipe should be 2 mm) along with modular type 6 Amp switch and 3 pin 6 amps socket outlet with modular base and cover plate, suitable size G.I. box, earthing the switch box and socket outlet with same size wire etc. as per specification and IS: 694 (2010), IS: 9537 (2000 Part 5)
| 1.10.1 | Short Point | Point | 442 | Rs.Four Hundred Fourty Two Only
| 1.10.2 | Medium Point | Point | 659 | Rs.Six Hundred Fifty-Nine Only
| 1.10.3 | Long Point | Point | 922 | Rs.Nine Hundred Twenty-Two Only
| 1.10.4 | Extra Long Point I | Point | 1302 | Rs.One Thousand Three Hundred Two Only
5 | 1.11 | Wiring for power plug point with 3x4 sq mm FRLS PVC insulated stranded copper conductor wire for phase, neutral and earth in concealed FRLS PVC conduit (heavy duty, thickness of pipe should be 2 mm) along with modular type 16 Amp switch and 6 pin 16 amps socket outlet with modular base and cover plate, suitable size G.I. box, earthing the switch box and socket outlet with same size wire etc. as per specification and IS: 694 (2010), IS: 9537 (2000 Part 5)
| 1.11.3 | Long Point | Point | 1350 | Rs.One Thousand Three Hundred Fifty Only
| 1.11.4 | Extra Long Point I | Point | 1807 | Rs.One Thousand Eight Hundred Seven Only
| 1.11.5 | Extra Long Point II | Point | 2315 | Rs.Two Thousand Three Hundred Fifteen Only
6 | 1.13 | Wiring for circuit/ sub main wiring along with earth wire with the following sizes of FRLS PVC insulated copper conductor, wire in concealed FRLS PVC conduit (heavy duty, thickness of pipe should be 2 mm) as per specification and IS: 694 (2010), IS: 9537 (2000 Part 5)
| 1.13.2 | 3 X 2.5 sq. mm in 20mm conduit | Mtr | 111 | Rs.One Hundred Eleven Only
| 1.13.3 | 6 X 2.5 sq. mm in 25mm conduit | Mtr | 172 | Rs.One Hundred Seventy-Two Only
| 1.13.4 | 9 X 2.5 sq. mm in 32mm conduit | Mtr | 238 | Rs.Two Hundred Thirty-Eight Only
| 1.13.7 | 3 X 6 sq. mm in 25mm conduit | Mtr | 182 | Rs.One Hundred Eighty-Two Only
| 1.13.8 | 3 X 10 sq. mm in 25mm conduit | Mtr | 270 | Rs.Two Hundred Seventy Only
| 1.13.14 | 6 X 10 sq. mm in 40mm conduit | Mtr | 515 | Rs.Five Hundred Fifteen Only
7 | 1.15 | Supplying and fixing of following sizes FRLS PVC conduit (heavy duty, thickness of pipe should be 2 mm) along with accessories in concealed complete as per specification and IS: 9537 (2000 Part 5)
| 1.15.2 | 25 mm | Mtr | 53 | Rs.Fifty-Three Only
8 | 3.11 | Supplying and drawing following sizes of FRLS PVC insulated copper conductor, multi strand wire in the existing surface/ concealed, FRLS PVC conduit / PVC casing caping as per specification and IS: 694 (2010)
| 3.11.11 | 1 x 2.5 sq. mm | Mtr | 22 | Rs.Twenty Two Only
| 3.11.21 | 1 x 4 sq. mm | Mtr | 30 | Rs.Thirty Only
9 | 3.13 | Supplying and drawing following grade co-axial TV wire FRLS PVC insulated, shielded with fine tinned copper braid and protected with PVC sheath in the existing surface/ concealed Steel/PVC conduit as per specification and IS: 694 (2010)
| 3.13.1 | RG-6 grade | Mtr | 14 | Rs.Fourteen Only
10 | 3.14 | Supplying and drawing UTP 4 pair Cat 6 LAN wire in existing surface/ concealed Steel/FRLS PVC conduit as per specification and IS: 694 (2010) | Mtr | 19 | Rs.Nineteen Only
11 | 4.1 | Supplying and fixing of metal box of following sizes (nominal size) in recess with suitable size phenolic laminated sheet cover in front including painting etc as per specification.
| 4.1.1 | 75 mm X 75 mm X 60 mm deep | Each | 83 | Rs.Eighty Three Only
12 | 4.4 | Supplying and fixing following size/ modules, GI box along with modular base & cover plate for modular switches in recess etc as per specification.
| 4.4.1 | 75mmX75mm (1/2 Module) | Each | 99 | Rs. Ninety Nine Only
13 | 5.4 | Supplying and fixing following modular switch, socket, other accessories on the existing modular plate & switch box including connections but excluding modular plate etc. as per specification.
| 5.4.4 | 15/16 amp switch | Each | 89 | Rs.Eighty Nine Only
| 5.4.6 | 6 pin 15/16 amp socket outlet | Each | 120 | Rs.One Hundred Twenty Only
| 5.4.9 | Fan regulator (two module size) electronic stepped type moving all rounds | Each | 223 | Rs.Two Hundred Twenty Three Only
| 5.4.11 | Plug Top (Deluxe type) 3 pin 16 Amps (For power plug). | Each | 85 | Rs.Eighty Five Only
| 5.4.16 | T.V. antenna socket outlet | Each | 74 | Rs.Seventy Four Only
| 5.4.17 | Computer Outlet Jack | Each | 242 | Rs.Two Hundred Fourty Two Only
| 5.4.18 | 25/32 amp A.C. Starter switch | Each | 246 | Rs.Two Hundred Fourty Six Only
| 5.4.22 | Batten/ angle holder | Each | 41 | Rs.Fourty One Only
| 5.4.23 | Blanking plate | Each | 28 | Rs.Twenty Eight Only
14 | 5.9 | Providing and fixing round/ hexagonal fan box (125mm dia) depth 75mm (max.) with 12mm dia steel bar hook, 1.6mm thick MS sheet cover, in RCC slab etc. as per specification. | Each | 42 | Rs.Fourty Two Only
15 | 6.12 | Providing and fixing phenolic laminated sheet cover of 180 mm dia 3 mm thick on the fan box etc. as per specification. (If provided at the time of installation of ceiling fan) | Each | 56 | Rs.Fifty Six Only
16 | 6.27 | Supplying, installation, testing and commissioning of following LED Bulk Head fitting complete with Electronic Driver Heat sink Capacitor and all other accessories, including connection, earthing etc complete as per specification and P.F. should be greater than 0.9. LED chip efficacy ratio ≥ 100 lumens /watt. IP65
| 6.27.1 | 10 watt | Each | 1140 | Rs.One Thousand One Hundred Fourty Only
17 | 6.50 | Providing and fixing wooden board of suitable size (18''x 24'') for energy meter etc complete as per specification. | Each | 123 | Rs.One Hundred Twenty Three Only
18 | 7.11 | Providing and fixing porcelain re-wireble fuse carrier and base unit on wooden board including drilling holes on the board, screws, connections etc. as per specification. (Thimbeling shall be paid separately).
| 7.11.2 | 32 amps | Each | 90 | Rs.Ninety Only
| 7.11.3 | 63 amps | Each | 162 | Rs.One Hundred Sixty Two Only
19 | 9.2 | Supplying and fixing on surface/ recess following way, 240 volts SP&N MCB distribution board of sheet steel phosphatized and powder painted complete with tinned copper busbar, neutral busbar, earth bar, din bar, detachable gland plate, including interconnections, earthing etc. as per specification. (But without MCB/RCCB/Isolator)
| 9.2.7 | 12 way, Double door | Each | 1101 | Rs.One Thousand One Hundred One Only
20 | 9.3 | Supplying and fixing on surface/ recess following way, 240 volts SP&N MCB distribution board consumer unit of sheet steel phosphatized and powder painted, complete with tinned copper busbar, neutral busbar, earth bar, din bar, detachable gland plate, including interconnections, earthing etc. as per specification. (But without MCB/RCCB/Isolator)
| 9.3.1 | 2 + 4 way | Each | 624 | Rs. Six Hundred Twenty Four Only
21 | 9.4 | Supplying and fixing on surface/ recess horizontal type following way, 415 volts, TPN MCB distribution board of sheet steel phosphatized and powder painted, complete with tinned copper busbar, neutral busbar, earth bar, din bar, detachable gland plate, including interconnections, earthing etc. as per specification. (But without MCB/RCCB/Isolator)
| 9.4.5 | 6 way Double door | Each | 2038 | Rs.Two Thousand Thirty Eight Only
22 | 9.11 | Supplying and fixing SP MCB, 240 volts, 'C' curve, suitable for inductive load in the existing MCB DB complete with connections, testing and commissioning etc. as per specification.
| 9.11.2 | 6 amps to 32 amps | Each | 148 | Rs. One Hundred Fourty Eight Only
23 | 9.12 | Supplying and fixing DP MCB, 240 volts, 'C' curve, suitable for lighting and other loads in the existing MCB DB complete with connections, testing and commissioning etc. as per specification.
| 9.12.2 | 6 amps to 32 amps | Each | 411 | Rs. Four Hundred Eleven Only
| 9.12.3 | 40 amps | Each | 645 | Rs. Six Hundred Fourty Five Only
24 | 9.16 | Supplying and fixing TP&N MCB, 440 volts, 'C' curve, suitable for lighting and other loads in the existing MCB DB complete with connections, testing and commissioning etc. as per specification.
| 9.16.5 | 63 amps | Each | 1316 | Rs.One Thousand Three Hundred Sixteen Only
25 | 12.18 | Providing and fixing 6 SWG dia G.I. wire on surface or in recess for loop earthing along with existing surface/ concealed conduit/ submain wiring/ cable as per specification. | Mtr | 19 | Rs.Nineteen Only
26 | 12.19 | Providing maintenance free earthing with following size GI pipe including making bore pit of minimum 150mm dia, providing and laying approved make Earthing Electrode of Pipe-in-Pipe technology as per IS 3043(R 2016) -1987 made of corrosion free G.I. Pipes having outer pipe of 80mm dia and inner pipe of 50mm dia and filling with specified qty highly conductive compound around pipe and above that with soft soil in bore pit complete and providing masonry enclosure with cover plate having locking arrangement and watering pipe etc. as per specification:
| 12.19.2 | With 2 metre long GI Pipes and 25 kg back filling compound. | Each | 8222 | Rs. Eight Thousand Two Hundred Twenty Two Only
27 | 15.11 | Supplying and hanging following sizes one number FRLS PVC insulated /XLPE, PVC sheathed, steel armoured, aluminium conductor power cable of 1.1 KV grade on GI bearer wire (binded at every metre) including cost of bearer wire complete as per specification, IS: 1554 (1988, Part 1) & IS: 7098 (1988, Part 1).
| 15.11.2 | 2 x 6 sq. mm. on 8 SWG GI bearer wire | Mtr | 95 | Rs.Ninety Five Only
| 15.11.3 | 2 x 10 sq. mm. on 8 SWG GI bearer wire | Mtr | 103 | Rs. One Hundred Three Only
| 15.11.18 | 4 x 10 sq. mm. on 8 SWG GI bearer wire | Mtr | 128 | Rs. One Hundred Twenty Eight Only
| 15.11.19 | 4 x 16 sq. mm. on 8 SWG GI bearer wire | Mtr | 136 | Rs. One Hundred Thirty Six Only
28 | 20.6 | Supplying and erection of angle/channel iron cross arms/ bracket/ other fitting of approved size and shape including drilling of holes for insulator pins, bolts and nuts etc as per specification. | kg | 77 | Rs. Seventy Seven Only
29 | 20.11 | Supplying and erection of shackle insulator with G.I. bolts, nuts and straps etc. as per specification.
| 20.11.1 | Size 75mm x 90mm | Each | 148 | Rs. One Hundred Fourty Eight Only
Executive Engineer (Elect.) Chhattisgarh Housing Board Elect. Division-Bilaspur (C.G.)
Assistant Engineer (Elect.) Chhattisgarh Housing Board Elect. Sub Dn-Bilaspur (C.G.)
Sub Engineer (Elect.) Chhattisgarh Housing Board Elect. Sub Dn-Bilaspur (C.G.)

## Civil make
BRAND / MAKE OF MATERIALS
CONSTRUCTION OF 04 NOS. HIG, 14 NOS. MIG & 25 NOS. LIG HOUSES, 41 NOS. EWS HOUSES INCLUDING EXTERNAL DEVELOPMENT WORK (RCC ROAD, RCC CULVERT, WATER SUPPLY,SUMP WELL,PUMP HOUSE, SEPTIC TANK,WATER SUPPLY, SEWERAGE LING LOW LAYING AREA, RAMP, GARDEN ) UNDER GENERAL SCHEME AT DEORIKHURD PHASE-III, BILASPUR (C.G.)
S. No. | Particulars of item | Size/ Type | Make
1 | Reinforcement | Fe 500D | Tata/ Sail/ Jindal/ Nakoda/ Fortune/ GK/ Goel/ MSP/Nandan
2 | Fly Ash Bricks | Strength - 4 to 5 N/sqmm Proportion - 1:6/1:5
3 | Cement |  | Ultratech /JK Laxmi / Ambuja/Nuvoco/Birla Gold/Emami
4 | Vitrified/GVT Floor/ Wall Tiles | 600 x 600/ 800 x 800 | Kajaria/RAK/Varmora/Somany/Nitco/ Orient-bell/Simpolo
5 | Ceramic Glazed Wall Tiles For WC/Bath/Kitchen/ Wash area | 200 x 300 And Above | Kajaria/RAK/Varmora/Somany/Nitco/ Orient-bell/Simpolo
6 | Ceramic Glazed Floor tiles For Bath/WC/Wash Area | 300 x 300 And Above | Kajaria/RAK/Varmora/Somany/Nitco/ Orient-bell/Simpolo
7 | Door Frame(Wooden) |  | Sal/Sarai
8 | Flush Door Shutter | 40 mm/35 mm/30 mm | National/ Green ply/ Century ply/ Bhim sariya/Kalptaru
9 | PVC Door Shutter and Frame for Bath /WC | 30 mm | Sintax/ Pollywood
10 | Aluminium/PVC Door Frame And Window Frame |  | Hindalco/Jindal/Platinum
11 | Glazing For Aluminium/PVC Door Shutter And Window |  | Saint Gobain/Modi
12 | Putty (Interior & Exterior) |  | Asian/ ICI/ Nerolac/ J.K./ Birla White
13 | Primer |  | ICI Dulux/Asian Royal/Nerolac
14 | Acrylic Pemium Emulsion Internal Paint |  | ICI Dulux/Asian Royal/Nerolac
15 | Premium Acrylic Smooth External Paint/Texture Paint |  | ICI Dulux/Asian Royal/Nerolac
16 | Enamal/Aluminium/Latex Paint |  | ICI Dulux/Asian Royal/Nerolac
17 | Melamine polish on Wood Work |  | ICI Dulux/Asian Royal/Nerolac | ss
18 | Acrylic Washable Distemper |  | ICI Dulux/Asian Royal/Nerolac
19 | Indian Type W.C. Pan with Cistern | White Orissa pattern W.C. pan of size 580x440 mm | Jaquar/ Hindware/ Parryware/Johnson Peddor/ Kohler
20 | European Type W.C. Pan with Cistern | White wall hung type | Jaquar/ Hindware/ Parryware/Johnson Peddor/ Kohler
21 | Wash Hand Basin inside WC/Bath | White Size 550x450 mm | Jaquar/ Hindware/ Parryware/Johnson Peddor/ Kohler
22 | Wash Hand Basin | White Oval or round size 550x400mm. | Jaquar/ Hindware/ Parryware/Johnson Peddor/ Kohler
23 | Urinal Basin | Flat Back Half Stall 460x380x250mm | Jaquar/ Hindware/ Parryware/Johnson Peddor/ Kohler
24 | Sanitary Fitting(C.P.) |  | Jaquar/ Hindware/ Parryware/Johnson Peddor/ Kohler
25 | Gun Metal Gate Valve for water supply | 50 mm / 80 mm nominal bore | Tata/ Jindal/surya/Neta/Zoloto
26 | ball valve (brass) | 15 mm nominal bore | Tata/ Jindal/surya/Neta/Zoloto
27 | G.I. Pipe and Fittings for Water Supply | 15mm/50 mm / 80 mm nominal bore | Tata/ Jindal
28 | CPVC Pipe and Fittings for Water Supply |  | Supreme/Finolex / Vertex/Plasto
29 | Kitchen Sink | 560x410x241 mm | Nirali/Zayna/Sincore
30 | Mortise lock/Hydrolic Door Closer | 6/7 lever | Godrej/Link
31 | Lift | 8 passenger/ 544 Kg | ThyssenKrup/ Kone/ Otis
Note | Before execution of items mentioned above & other items which are not included in the list, prior permission should be taken from the engineer in charge regarding use of Brand / Make of products.
Executive Engineer
Chhattisgarh Housing Board Division Bilaspur

## Elect. make
MAKE LIST AND DETAIL SPECIFICATION OF ELECTRICAL ITEM FOR HIG, MIG, LIG & EWS HOUSES UNDER GENERAL HOUSING SCHEME, PHASE-III AT DEORIKHURD, DISTT.-BILASPUR (C.G.)
S/NO. | ITEM | MAKE
FOR MIG & HIG TYPE HOUSE
1 | PVC Conduit | Sarswati/Polycab/AKG
2 | Copper Conductor Wire | Havells/Polycab/ RR Kabel (ISI)
3 | Modular Switch,Modular Socket,Modular Base and Cover Plate | Havells (Athena)/Legrand (Mylinc)
4 | Fan regulator (two module size),T.V. antenna socket outlet,Computer Outlet Jack And Other Modular Accessories | Havells (Athena)/Legrand (Mylinc)
5 | MCB DB And Switchgear | Havells/ABB/Legrand
6 | Chemical earthing | Surya/Tata/Jindal
7 | Aluminium Conductor Power Cable | Polycab/Havells/CCI
8 | Bulk Head | Crompton/ Havells/ Bajaj
FOR LIG & EWS TYPE HOUSE
1 | PVC Conduit | Sarswati/Polycab/AKG
2 | Copper Conductor Wire | Polycab/Finolex/RR Kabel (ISI)
3 | Modular Switch,Modular Socket,Modular Base and Cover Plate | Havells /Legrand (ISI)
4 | Fan regulator (two module size),T.V. antenna socket outlet,Computer Outlet Jack And Other Accessories | Havells /Legrand (ISI)
5 | MCB DB And Switchgear | Havells /Legrand (ISI)
6 | Chemical earthing | Surya/Tata/Jindal
7 | Aluminium Conductor Power Cable | Polycab/Havells/Gloster
Assistant Engineer (Elect.) Chhattisgarh Housing Board Elect. Sub Dn-Bilaspur (C.G.)
Sub Engineer (Elect.) Chhattisgarh Housing Board Elect. Sub Dn-Bilaspur (C.G.)
Executive Engineer (Elect.) Chhattisgarh Housing Board Elect. Division-Bilaspur (C.G.)

## Amount Put to Tender (2)
AMOUNT PUT TO TENDER
CONSTRUCTION OF 04 NOS. HIG, 14 NOS. MIG & 25 NOS. LIG HOUSES, 41 NOS. EWS HOUSES INCLUDING EXTERNAL DEVELOPMENT WORK (RCC ROAD, RCC CULVERT, WATER SUPPLY,SUMP WELL,PUMP HOUSE, SEPTIC TANK,WATER SUPPLY, SEWERAGE LING, LOW LAYING AREA ,RAMP ,GARDEN ) UNDER GENERAL SCHEME AT DEORIKHURD PHASE-III, BILASPUR (C.G.)
S.N. | Type of Houses | No. of Houses | Cost of One Houses | Total Amount
A | COST OF BUILDING WORK
1 | COST OF CONSTRUCTION OF HIG | 4 | 3018365 | 12073460
2 | COST OF CONSTRUCTION OF MIG | 14 | 1779552 | 24913728
3 | COST OF CONSTRUCTION OF LIG | 25 | 919414 | 22985350
4 | COST OF CONSTRUCTION OF EWS | 41 | 678054 | 27800214
| TOTAL NOS. OF HOUSES | 84 | Total (A) | 87772752
B | COST OF DEVELOPMENT WORK
1 | Cost of Consrtuction of 9.00 M Wide RCC Road |  | 1445258
2 | Cost of Consrtuction of 9.00 M RCC Culvert |  | 325928
3 | Cost of External Water Supply |  | 427298
4 | Cost of Consrtuction of Sump Well (02 Nos) |  | 285368
5 | Cost of Consrtuction of Pump House(02 Nos) |  | 115796
6 | Cost of Consrtuction of Septic Tank(02 Nos) |  | 266872
7 | Cost of Borewell, Pumps / Motors/ Mono Block for Water Supply( 02 nos) |  | 228540
8 | Cost of Exteranl Sewerage Line |  | 1297680
9 | Expenditure on around filling for low laying area |  | 800000
10 | Cost of Consrtuction of Road entrance ramp |  | 1512030
11 | Cost of Garden Development Work |  | 575116
|  | Total (B) | 7279886 | 7279886
|  |  | Total (A+B) | 95052638
|  |  | Say Rs. | 950.5264
Assistant Engineer
Chhattisgarh Housing Board
Sub Dn-III, Bilaspur (C.G.)
Sub Engineer
Chhattisgarh Housing Board
Sub Dn-III, Bilaspur (C.G.)
Executive Engineer
Chhattisgarh Housing Board
Division - Bilaspur (C.G.)

## schedule of item (2) (hidden)
CONSTRUCTION OF 04 NOS. HIG, 14 NOS. MIG & 25 NOS. LIG HOUSES, 41 NOS. EWS HOUSES INCLUDING EXTERNAL DEVELOPMENT WORK (RCC ROAD, RCC CULBRT,WATER SUPPLY,SUMP WELL,SUMP HOUSE, SEPTIC TANK,WATER SUPPLY,SEWERAGE LING,LOW LAYING AREA,RAMP,GARDEN ) UNDER GENERAL SCHEME AT DEORIKHURD PHASE-III, BILASPUR (C.G.)
S. No. | SOR ITEM | Item | Unit | Rate | Rate ( In words )
1 | 1.1 | Excavation for all types and sizes of foundations, trenches and drains or for any other purpose including disposal of excavated stuff upto 1.5 m lift and lead upto 50m (at least 5m away from the excavated area), including dressing and leveling of pits.
| 1.1.1 | In all types of soils | cum | 185 | Rs. One Hundred Eighty Five only
2 | 1.2 | Surface dressing of the ground including removing vegetation and making up undulations and in-equalities not exceeding 15 cms in depth/ height including disposal of rubbish upto 1.5 m lift and lead upto 50m (at least 5m away from the dressed area). | Sqm | 7.2 | Rs. Seven & Ps. Twenty only
3 | 1.6.1 | Extra for every additional lift of 1.5 m or part thereof.
| 1.6.1 | In all types of soil | Cum | 26.5 | Rs. Twenty Six & Ps. Fifty only
4 | 1.17 | Filling from available excavated stuff (Excluding rock) in trenches, plinth, sides of foundation etc. in layers not exceeding 20cm in depth consolidating each deposited layer by ramming and watering with a lead upto 50 M. and lift upto 1.5 M. | Cum | 65 | Rs. Sixty Five only
5 | 1.18 | Providing and filling in plinth with sand/ Crusher dust and hard moorum under floor in layers not exceeding 20cm in depth consolidating each deposited layer by ramming and watering, including dressing etc. complete. | Cum | 371 | Rs. Three Hundred Seventy One only
6 | 2.1 | Providing and fixing formwork including centering, shuttering, strutting, staging, propping bracing etc. complete and including its removal at all levels, for:
a | 2.1.1 | Foundations, footings, bases of columns plinth beam, curtain wall in any shape and size and all type of wall below plinth level. | Sqm. | 139 | Rs. One Hundred Thirty Nine only
b | 2.1.5 | Columns, Pillars, Piers and likes- rectangular or square in shape(In superstructure) | Sqm | 297 | Rs. Two Hundred Ninty Seven only
c | 2.1.7 | Suspended floors, roofs, access platform, balconies (plain surfaces) and shelves (cast in situ) | Sqm. | 235 | Rs. Two Hundred Thirty Five only
d | 2.1.8 | Beams, lintels, cantilevers & walls | Sqm | 202 | Rs. Two Hundred Two only
e | 2.1.13 | Weather shade, chhajja, Cornices and mouldings | Sqm | 294 | Rs. Two Hundred Ninty Four only
f | 2.1.15 | Stair cases of all types excluding spiral and folded plate type, including risers and landings | Sqm | 230 | Rs. Two Hundred Thirty only
7 | 3.1 | Providing and laying nominal mix plain cement concrete with crushed stone aggregate using concrete mixer in all works upto plinth level excluding cost of form work.
a | 3.1.2 | 1:4:8 (1 cement : 4 coarse sand : 8 graded stone aggregate 40mm nominal size). | Cum | 2659 | Rs. Two Thousand Six Hundred Fifty Nine only
b | 3.1.3 | 1:3:6 (1 cement : 3 coarse sand : 6 graded stone aggregate 40mm nominal size). | Cum | 2970 | Rs. Two Thosuand Nine Hundred Seventy only
c | 3.1.5 | 1:1½:3 (1 cement : 1½ coarse sand : 3 graded stone aggregate 20mm nominal size). | Cum | 4073 | Rs. Four Thosuand Seventy Three only
8 | 3.16 | Making 50mm thick plinth protection of plain cement concrete 1:3:6 (1 cement : 3 coarse sand : 6 graded crushed stone aggregate 20mm nominal size) over 75mm bed of dry brick ballast 40mm nominal size well rammed and consolidated and grouted with sand including finishing the top smooth. | Sqm | 273 | Rs. Two Hundred Seventy Three only
9 | 3.2 | Providing and laying nominal mix reinforced cement concrete with crushed stone aggregate using concrete mixer in all works upto plinth level excluding cost of form work.
| 3.2.1 | 1:1 ½:3 (1 cement : 1½ coarse sand : 3 graded stone aggregate 20mm nominal size). | Cum | 4163 | Rs. Four Thosuand One Hundred Sixty Three only
10 | 3.3 | Providing and laying design mix reinforced cement concrete with crushed graded stone aggregate 20mm nominal size using batching plant, transit mixer and concrete pump, in all works upto plinth level excluding cost of form work.
| 3.3.2 | M-25 Grade | Cum | 4298 | Rs. Four Thosuand Two Hundred Ninty Eight only
11 | 3.4 A | Extra for laying PCC/RCC of any grade in superstructure above plinth level for every floor or part thereof in addition to rate for foundation and plinth: Ground Floor | Cum | 97.5 | Rs. Ninty Seven & Ps. Fifty only
| B | Extra for laying PCC/RCC of any grade in superstructure above plinth level for every floor or part thereof in addition to rate for foundation and plinth: First Floor | Cum | 195 | Rs. One Hundred Ninty Five only
12 | 3.12 | Providing and placing in position reinforcement for R.C.C. work including straightening, cutting, bending, binding etc. complete as per drawings including cost of binding wire in foundation and plinth all complete:
a | 3.12.1 | Thermo-Mechanically treated bars FE 415 | Kg. | 54.5 | Rs. Fifty Four & Ps. Fifty only
b | 3.12.2 | Thermo-Mechanically treated bars FE 500D | Kg. | 54.5 | Rs. Fifty Four & Ps. Fifty only
13 | 3.13 | Providing and laying damp proof course (upto 50mm thick) with plain cement concrete 1:2:4 (1 cement : 2 coarse sand : 4 graded crushed stone aggregate 20mm nominal size) including form work. | Cum | 4237 | Rs. Four Thosuand Two Hundred Thirty Seven only
14 | 4.5 | Providing and laying water proofing treatment in sunken portion of WCs, bathroom, kitchen etc., by applying cement slurry mixed with water proofing cement compound consisting of following applications including surface preparation:
i) First layer of slurry of cement @ 0.488 kg/sqm mixed with water proofing cement compound @ 0.253 kg/sqm. This layer will be allowed to air cure for 4 hours.
|  | ii) Second layer of slurry of cement @ 0.242 kg/sqm mixed with water proofing cement compound@ 0.126 kg/sqm. This layer will be allowed to air cure for 4 hours followed with water curing for 48 hours. The rate includes treatment and sealing of all joints, corners, junctions of pipes and masonry with polymer mixed slurry. | Sqm | 182 | Rs. One Hundred Eighty Two only
15 | 4.13 | Grading roof for water proofing treatment with
a | 4.13.1 | Cement concrete 1:2:4 (1 cement : 2 coarse sand : 4 graded stone aggregate 20 mm nominal size) | Cum | 3817 | Rs. Three Thosuand Eight Hundred Seventeen only
b | 4.13.3 | Cement mortar 1:4 (1cement : 4 coarse sand) | Cum | 3801 | Rs. Three Thousand Eight Hunred One only
16 | 7.11 | Half brick thick brick masonry with fly-ash lime bricks (FaLG Bricks) confirming to IS:12894-2002 of class designation 4.0 in superstructure above plinth level upto plinth level:
| 7.11.4 | Cement Mortar 1:4 (1 cement : 4 coarse sand) | Sqm | 382 | Rs. Three Hundred Eighty Two only
17 | 7.12 | Extra for half brick work in superstructure above plinth level for every story or part thereof in addition to rate for upto plinth level: | sqm | 11 | Rs. Eleven only
18 | 7.2 | Extra for providing and placing in position hopping 25x1.60 mm or 2 Nos 6mm dia MS bars reinforcement at every third course of half brick masonry. | sqm | 62.5 | Rs. Sixty Two & Ps. Fifty only
19 | 7.5 | Brick work with modular fly-ash lime bricks (FaLG Bricks) confirming to IS:12894-2002 of class designation 4.0 in foundation and plinth in:
| 7.5.4 | Cement Mortar 1:6 (1 cement : 6 coarse sand) | Cum | 3263 | Rs. Three Thousand Two Hundred Sixty Three only
20 | 7.6 A | Extra for brick work in superstructure above plinth level for every floor or part thereof in addition to rate for foundation and plinth: Ground Floor | Cum | 121 | Rs. One Hundred Twenty One only
| B | Extra for brick work in superstructure above plinth level for every floor or part thereof in addition to rate for foundation and plinth:First Floor | Cum | 242 | Rs. Two Hundred Forty Two only
21 | 8.1 | Providing wood work in frames of doors, windows, clerestory windows and other frames wrought framed and fixed in position.
| 8.1.2 | Sal, bijasal, benteak, khair, haldu | Cum | 61051 | Rs. Sixty One Thousand Fifty One only
22 | 8.3 | Providing 40x5mm iron hold fast 40cm long including fixing to frame with 10mm bolts nuts and wooden plug and embedding in Cement Concrete 1:2:4 in blocks of size 30x10x15cm. | Each | 72.5 | Rs Seventy Two & Ps. Fifty only
23 | 8.6 | Providing and fixing 40 mm thick paneled or glazed or paneled and glazed shutter frames for doors excluding hinges and paneling. (Area of shutter to be measured without deducting paneling area) |  |  | Rs. One Thousand Seven Hundred'
| 8.6.2 | Bijasal, benteak, khair, haldu | Sqm | 1768 | Sixty Eight only
24 | 8.13 | Providing and fixing flush door shutters, conforming to IS 2202 (Part 1), interior grade, commercial type, core of block board construction with frame of first class hard wood and well matched commercial ply veneering with vertical grains, cross bands and face veneers on both faces of shutters excluding hinges.
| 8.13.2 | 35 mm. thick (single leaf) | Sqm | 1370 | Rs. One Thosuand Three Hundred Seventy only
24 | 8.22 | Providing and fixing paneling in paneled or paneled and glazed shutters for doors etc. (only area of paneling to be measured). Paneling for or paneled and glazed shutters 25 mm to 40 mm thick:
| 8.22.2 | Bijsal, Haldu, Benteak, Khair (16mm thick panel) | sqm | 1167 | Rs. One Thosuand One Hundred Sixty Seven only
26 | 8.137 | Providing and fixing stainless steel sliding door bolts with 16mm rod, 2.5mm thick flap, necessary stainless steel nuts bolts and screws etc complete.
| 8.137.2 | 250mm | Each | 228 | Rs. Two Hundred Twenty Eight only
27 | 8.138 | Providing and fixing stainless steel door latch with 12mm rod, 2.5mm thick flap, necessary stainless steel screws etc complete.
| 8.138.2 | 250mm | Each | 85 | Rs. Eighty Five only
28 | 8.139 | Providing and fixing stainless steel tower bolts (Barrel type) with necessary stainless steel screws etc complete.
a | 8.139.2 | 200 x10mm | Each | 70.5 | Rs. Seventy & Ps. Fifty only
b | 8.139.3 | 150 x10mm | Each | 57.5 | Rs. Fifty Seven & Ps. Fifty only
29 | 8.141 | Providing and fixing Stainless steel "D" shape door handles made of 10mm dia rod with necessary stainless steel screws etc complete.
| 8.141.3 | 125 mm | Each | 42 | Rs Forty Two only
30 | 8.143 | Providing and fixing stainless steel hanging door stopper with necessary stainless steel screws complete.
| 8.143.1 | Single | Each | 47 | Rs. Forty Seven only
31 | 8.132 | Providing and fixing stainless steel butt hinges IS : 12817 marked with necessary stainless steel screws etc complete.
| 8.132.2 | 125x2.5mm (heavy) | Each | 76.5 | Rs. Seventy Six & Ps. Fifty only
32 | 8.151 | Providing and fixing factory made P.V.C. door frame of size 50x47mm with a wall thickness of 5mm, made out of extruded 5mm rigid PVC foam sheet mitred at corners and joined with 2 Nos of 150mm long brackets of 15x15mm M.S. square tube, the vertical door profiles to be reinforced with 19x19mm M.S. square tube of 19 gauge, EPDM rubber gasket weather seal to be provided through out the frame. The door frame to be fixed to the wall using M.S. screws of 65/100mm size complete as per manufacturers specification and direction of Engineer-in-Charge.
| 8.151 | For Toilet Doors | Mtr | 346 | Rs. Three Hundred Forty Six only
33 | 8.152 | Providing and fixing 30mm thick factory made panel PVC door shutter consisting of frame made out of M.S. tubes of 19 gauge thickness and size of 19mm x 19mm for styles and 15x15mm for top & bottom rails. M.S. frame shall have a coat of steel primers of approved make and manufacture. M.S. frame covered with 5mm thick heat moulded PVC 'C' channel of size 30mm thickness, 70mm width out of which 50mm shall be flat and 20mm shall be tapered in 45degree angle on either side forming styles; and 5mm thick, 95mm wide PVC sheet out of which 75mm shall be flat and 20mm shall be tapered in 45 degree on the inner side to form top and bottom rail and 115mm wide PVC sheet out of which 75mm shall be flat and 20mm shall be tapered on both sides to form lock rail. Top, bottom and lock rails shall be provided either side of the panel. 10mm (5mm x 2 ) thick, 20mm wide cross PVC sheet be provided as gap insert for top rail & bottom rail. paneling of 5mm thick both side PVC sheet to be fitted in the M.S. frame welded/ sealed to the styles & rails with 7mm (5mm+2mm) thick x 15mm wide PVC sheet beading on inner side, and joined together with solvent cement adhesive. An additional 5mm thick PVC strip of 20mm width is to be stuck on the interior side of the 'C' Channel using PVC solvent adhesive etc. complete as per Manufacturer’s specification including 3 nos ISI marked stainless steel hinges of size 100x58x1.9 mm complete. (for W.C. and bathroom door shutter).
| 8.152.2 | Both side Pre-laminated panel PVC door shutter | Sqm | 2318 | Rs. Two Thosuand Three Hundred Eighteen only
34 | 9.15 | Providing and fixing M.S. grill of approved pattern made of M.S. flats or | Sqm | 67.5 | Rs. Sixty Seven & Ps. Fifty only
35 | 9.18 | Providing and fixing in position doors, windows and ventilators frames made of cold rolled pressed steel sheet framed profiles made from commercial M.S. Sheets conforming to I.S. 513 of 1973 and as per general specifications of I.S 4351 including hinges jamb, lock jamb, steel butt hinges, base tie, joints mitred and welded with 10cm long legs of size 15x3mm M.S. flat, embedded in cement concrete blocks 15x10x10cm size of grade M-10 or rawl plugs and screws or with fixing clips or with bolts and nuts including neatly compacted filling M-10 cement concrete in profile section applying a priming coat of red oxide zinc chromate primer.
| 9.18.3 | Single rebate/ mullion 100mmx50mm size, 1.25mm thick sheet. | meter | 391 | Rs. Three Hundred Ninty One only
36 | 9.34 | Providing and fixing stainless wire gauge of average width of aperture 1.56mm with wire of 0.35mm to existing steel door, window shutter frames with necessary M.S. strip beading etc. complete. | Sqm | 791 | Rs. Seven Hundred Ninty One only
37 | 9.47 | Providing and fixing aluminium work for doors, windows, ventilators and partitions made out of extruded aluminium standard sections (main section with minimum 1.5mm thickness) conforming to IS: 733, IS: 1285 mitred and jointed mechanically including aluminium cleats, neoprene weather stripping gasket beveled edge beading, screws duly fixed in wall/floor with fixing clips or hold fasteners or bolts and nuts as required aluminium sections shall be anodized transparent or dyed to approved shade according to IS: 1868, minimum anodic coating shall be of grade AC-15. (Glazing to be paid for separately:
a | 9.47.1 | for fixed portion | Kg | 331 | Rs. Three Hundred Thirty One only
b | 9.47.2 | For shutter of doors, windows & ventilators including providing and making provision for fixing of fitting wherever required including the cost of PVC/neoprene gasket required (Fittings shall be paid for separately).
|  | Window | Kg | 338 | Rs. Three Hundred Thirty Eight only
38 | 9.48 | Extra for powder coated (minimum 50 micron) aluminium sections instead of anodized. | Kg | 27 | Rs. Twenty Seven only
39 | 9.43.1 | Providing and fixing in position chain linked steel wire fabric made of 4 mm dia G.I. wire of required width in mesh to concrete/ wooden/ angle iron posts including securing and screwing with 2mm dia G.I. wire, G.I. staples, G.I.U-nails or steel pins etc., complete. Aperture 50x50mm | Sqm | 331 | Rs. Three Hundred Thirty One only
40 | 9.51 | Providing and fixing glazing in aluminium door, window, ventilator shutters and partitions etc. with PVC/ neoprene gasket etc. complete. (Cost of aluminium snap beading shall be paid in basic item):
a | 9.51.1 | With float glass panes of 4mm thickness | Sqm | 611 | Rs. Six Hundred Eleven only
b | 9.51.2 | With float glass panes of 5mm thickness | Sqm | 708 | Rs. Seven Hundred Eight only
41 | 9.57 | Providing stainless steel railing/ grill made of S.S. flats, hollow S.S. pipe or square/ rectangular sections of approved design fixing in stair case, balcony or other places with metal fasteners and stainless steel bolts etc complete.
| 9.57.1 | SS Grade 204 | Kg | 467 | Rs. Four Hundred Sixty Seven only
42 | 10.41 | Providing gola 75x75 mm in cement concrete 1:2:4 (1 cement : 2 coarse sand : 4 stone aggregate 10mm and down grade) including finishing with cement mortar 1:3 (1 cement : 3 fine sand) as per standard design : | Mtr | 68 | Rs. Sixty Eight only
43 | 11.1 | Providing and making 6mm thick cement plaster of mix:
| 11.1.2 | In Cement mortar 1:4 (1 cement : 4 fine sand) | Sqm | 87 | Rs. Eighty Seven only
44 | 11.2 | Providing and making 12mm thick cement plaster of mix:
| 11.2.3 | In Cement Mortar 1:5 (1 cement : 5 fine sand) | Sqm | 96.5 | Rs. Ninety Six & Ps. Fifty only
| 11.2.4 | In Cement Mortar 1:6 (1 cement : 6 fine sand) | Sqm | 91.5 | Rs. Ninety One & Ps. Fifty only
45 | 11.5 | Neat Cement punning. | Sqm | 33 | Rs. Thirty Three only
46 | 11.3 | Providing and making 15mm thick cement plaster on the rough side of single or half brick wall of mix:
a | 11.3.2 | In Cement Mortar 1:4 (1 cement : 4 fine sand) | Sqm | 120 | Rs. One Hundred Twenty Only
b | 11.3.3 | In Cement Mortar 1:5(1 cement : 5 fine sand) | Sqm | 113 | Rs. One Hundred Thirteen Only
c | 11.3.4 | In Cement Mortar 1:6 (1 cement : 6 fine sand) | Sqm | 107 | Rs. One Hundred Seven only
47 | 11.32 | Providing and making 18 mm thick plain cement mortar band in cement mortar 1:4 (1 cement : 4 fine sand) per cm width:
| 11.32.4 | Drip course | Mtr | 3.6 | Rs. Three & Ps. Sixty only
48 | 11.41 | Providing and fixing chicken mesh weighting not less than 250 gms/sqm as per IS : specification in the required width with 40mm long steel nails on vertical and horizontal surface near R.C.C. and brick walls junctions including scaffolding and all lead and lifts etc. complete before plastering upto 10mts in height. | sqm | 86 | Rs. Eighty Six only
49 | 12.3 | Cement concrete flooring with cement concrete 1:2:4 (1 cement : 2 coarse sand : 4 graded stone aggregate 20mm) finished with a floating coat of neat cement.
| 12.3.2 | 50 mm thick | Sqm | 254 | Rs. Two Hundred Fifty Four only
50 | 12.7 | Providing and fixing ceramic glazed wall tiles conforming to IS : 15622 of approved make, colours, shades and size on wall and dados over 12 mm thick bed of cement Mortar 1:3 (1 cement : 3 coarse sand) and jointing with grey cement slurry @ 3.3kg per sqm including pointing in white cement mixed with matching pigment complete.
| 12.7.2 | Size above 200x300mm | Sqm | 646 | Rs. Six Hundred Forty Six only
51 | 12.8 Amd.no.1 | Providing and fixing plain cement concrete fibre reinforced heavy duty designer glazed rubber moulded floor tiles with uniform colour (for coloured tiles) and texture conforming to IS: 1237 (for abrasion wear) and IS : 516 (for compressive strength) of approved make, colours, shades and size on cement Mortar bed and jointing with grey cement slurry @ 3.3kg per sqm including pointing in white cement mixed with matching pigment complete.
| 12.8.2 | On floor, steps and risers over 20mm thick bed of cement Mortar 1:4 (1 cement : 4 coarse sand) | Sqm | 905 | Rs. Nine Hundred Five only
52 | 12.9 | Providing and laying ceramic glazed floor tiles conforming to IS : 15622 of approved size, make, colour, shade laid on 20 mm thick Cement Mortar 1:4 (1 cement : 4 coarse sand) including pointing the joints with white cement mixed with matching pigment etc., complete.
| 12.9.2 | Size above 300x300mm | Sqm | 728 | Rs. Seven Hundred Twenty Eight only
53 | 12.44 | Extra for nosing in Granite stone for treads. | Mtr | 126 | Rs. One Hundred Twenty Six
54 | 12.45 | 15 mm thick Table rubbed polished Granite stone slab flooring laid over 20mm (Average) thick base of cement mortar 1:4 (1 cement : 4 coarse sand) laid and jointed with grey cement slurry including rubbing and polishing etc. complete. (Area of slab should be 0.50 sqm and above)
a | 12.45.1 | Granite stone grey/pink | Sqm | 1796 | Rs. One Thosuand Seven Hundred Ninty Six only
b | 12.45.2 | Granite stone black | Sqm | 2646 | Rs. Two Hundred Six Hundred Forty Six only
55 | 12.46 | 15 mm thick Table rubbed polished Granite stone slab in risers and treads of steps skirting dado and pillars laid on 12mm (average) thick base of cement mortar 1:3 (1 cement : 3 coarse sand) and jointed with grey cement slurry including rubbing and polishing etc. complete (single stone is to be used for risers and treads of steps and width of stone for skirting and dado shall be equal to the height of skirting & dado and length of 1.0 m).
| 12.46.2 | Granite stone black | Sqm | 2719 | Rs. Two Thosuand Seven Hundred Nineteen only
56 | 12.79 | Providing and laying DOUBLE/MULTI CHARGE vitrified floor tiles with water absorption less than 0.5% and conforming to IS : 15622 of approved make in all colours and shades and size mentioned below (+/- 10mm), laid on 20mm thick cement mortar 1:4 (1 cement : 4 coarse sand) including grouting the joints with white cement and matching pigments etc. complete.
| 12.79.1 | Size 600x600mm thickness 9 to 10mm | Sqm | 1082 | Rs. One Thosuand Eighty Two only
57 | 14.9 | Distempering with acrylic washable distemper to give an even shade.
| 14.9.1 | On new work (Two or more coats) | Sqm | 38 | Rs. Thirty Eight only
58 | 14.12 | Applying one coat of cement primer on wall surface (applied @ 0.80 litrs/10 sqm) complete. | Sqm | 23 | Rs.Twenty Three only
59 | 14.13 | Providing and applying 2mm thick ready mix exterior grade approved make putty (like Birla wall care, Alltek Superfine W/R of (NCL), Asian, ICI, Nerolac, J.K. wall putty) on walls to make the surface smooth and even. | Sqm | 94.5 | Rs. Ninty Four & Ps. Fifty only
60 | 14.14 | Finishing walls with water proofing cement paint of required shade to give an even shade
| 14.14.1 | On new work (Two or more coats applied @ 3.84 kg/10 sqm) | Sqm | 41 | Rs. Forty One only
61 | 14.16 | Painting exterior surface with PREMIUM ACRYLIC SMOOTH exterior paint of required shade as per manufacturer's specifications to give protective and decorative finish including cleaning washing of surface etc. complete with:
| 14.16.1 | On new work (Two or more coats applied @ 1.43 ltr/ 10 sqm over and including priming coat of exterior primer applied @ 2.20 kg/ 10 sqm) | Sqm | 74.5 | Rs. Seventy Four & Ps. Fifty only
62 | 14.22 | Painting on new work (two or more coats) to give an even shade with:
| 14.22.2 | Premium synthetic enamel paint | Sqm | 47 | Rs. Forty Seven only
63 | 18.1 | Providing and fixing water closet squatting pan (Indian type W.C. pan ), 100mm sand cast Iron P or S trap, 10 litre low level P.V.C. flushing cistern (same colour) conforming to IS : 7231, with flush bend and other fittings and fixtures complete including cutting and making good the walls and floors wherever required :
|  | White Orissa pattern W.C. pan of size 580x440 mm | each | 2899 | Rs. Two Thousand Eight Hundred Ninty Nine only
64 | 18.4 | Providing and fixing vitreous china water closet (European type W.C. pan) with white ISI marked plastic seat and lid, 10 litre low level white P.V.C. flushing cistern (same colour), conforming to IS : 7231, with all fittings and fixtures complete including cutting and making good the walls and floors wherever required :
| 18.4.1 | White pedestal type | each | 2882 | Rs. Two Thousand Eight Hundred Eighty Two only
65 | 18.11 | Providing and fixing 15 mm nominal bore C.P copper connection pipe with C.P brass nuts collar and PVC bush of approved quality:
| 18.11.2 | 45 CM length | each | 239 | Rs. Two Hundred Thirty Nine only
66 | 18.13 | Providing and fixing white vitreous china urinal basin with waste fitting as per IS : 2556, and other couplings in C.P. brass complete:
| 18.13.1 | Flat back half stall urinal of size 460x380x250mm | each | 1776 | Rs. One Thosuand Seven Hundred Seventy Six only
67 | 18.17 | Providing and fixing vitreous china wash basin with C.I. brackets, 32 mm C.P. brass waste of standard pattern, including painting of brackets, cutting and making good the walls wherever required :
| 18.17.5 | White Oval or round size 550x400mm. | each | 1605 | Rs One Thosuand Six Hundred Five only
68 | 18.25 | Providing and fixing flexible P.V.C. waste pipe for sink or wash basin including P.V.C. waste fittings complete.
| 18.25.1 | 32 mm dia | each | 68.5 | Rs. Sixty Eight & Ps. Fifty only
69 | 18.3 | Providing and fixing mirror of superior glass (of approved quality) and of required shape and size with plastic moulded frame of approved make and shade with 6 mm thick hard board backing :
| 18.30.1 | 5mm thick Mirror | sqm | 2016 | Rs. Two Thosuand Sixteen only
70 | 18.76 | Providing and fixing on wall face or under floor UV stabilized Unplasticised Rigid PVC pipes (single socketed) having 3.2mm wall thickness conforming to IS : 13592 (4kg/sqcm) including required couplers, jointing with seal ring conforming to IS : 5382 leaving 10 mm gap for thermal expansion etc complete.
a | 18.76.1 | 75 mm dia pipe. | RM | 182 | Rs. One Hundred Eighty Two only
b | 18.76.2 | 110 mm dia pipe. | RM | 267 | Rs. Two Hundred Sixty Seven only
c | 18.76.3 | 150 mm dia pipe. | Mtr | 440 | Rs. Four Hundred Forty only
71 | 18.77 | Providing and fixing on wall face UV stabilized Unplasticised - PVC moulded fittings/ accessories having 3.2mm wall thickness for Rigid PVC pipes conforming to IS : 13592 (heavy) jointing with seal ring conforming to IS : 5382 leaving 10 mm gap for thermal expansion.
a | 18.77.1 | Tee/ Tee with door/ Bend 45°/ Bend 90°
i | 18.77.1.1 | 75 mm | each | 113 | Rs. One Hundred Thirteen only
ii | 18.77.1.2 | 110 mm | each | 154 | Rs. One Hundred Fifty Four only
b | 18.77.2 | Double "Y" with or without door
i | 18.77.2.1 | 75 mm | each | 129 | Rs. One Hundred Twenty Nine only
ii | 18.77.2.2 | 110 mm | each | 224 | Rs. Two Hundred Twenty Four only
c | 18.77.3 | Vent covel
i | 18.77.3.1 | 75 mm | each | 34 | Rs. Thirty Four only
ii | 18.77.3.20 | 110 mm | each | 44 | Rs. Forty Four only
72 | 18.77.6 | Nahani trap 110x75mm | each | 90.5 | Rs. Ninty & Ps. Fifty only
73 | 18.78 | Providing and fixing UV stabilized Unplasticised -PVC pipe clips of approved design to Rigid PVC pipes by means of 50x50x50mm hard wood plugs, screwed with M.S. screws of required length including cutting brick work and fixing in cement mortar 1:4 (1 cement : 4 coarse sand) and making good the wall etc. complete.
a | 18.78.1 | 75 mm | each | 57 | Rs. Fifty Seven only
b | 18.78.2 | 110 mm | each | 61 | Rs. Sixty Four only
74 | 19.5 | Providing and fixing Chlorinated Polyvinyl Chloride (CPVC) pipes, having thermal stability for hot & cold water supply including all CPVC plain & brass threaded fittings i/c fixing the pipe with clamps at 1.00 m spacing. This includes jointing of pipes & fittings with one step CPVC solvent cement and the cost of cutting chases and making good the same including testing of joints complete as per direction of Engineer in Charge.
a | 19.5.1 | 15 mm nominal outer dia .Pipes. | mtr | 133 | Rs. One Hundred Thirty Three only
b | 19.5.3 | 25 mm nominal outer dia .Pipes. | mtr | 213 | Rs. Two Hundred Thirteen only
c | 19.5.4 | 32 mm nominal outer dia .Pipes. | mtr | 284 | Rs. Two Hundred Eighty Four only
75 | 19.6 | Providing and fixing Chlorinated Polyvinyl Chloride (CPVC) pipes, having thermal stability for hot & cold water supply including all CPVC plain & brass threaded fittings. This included jointing of pipes & fittings with one step CPVC solvent cement, trenching, refilling & testing of joints complete as per direction of Engineer in Charge. External work
EXTERNAL WORK
a | 19.6.1 | 15 mm nominal outer dia pipes | Mtr | 91.5 | Rs. Ninty One & Ps. Fifty only
b | 19.6.3 | 25 mm nominal outer dia pipes | Mtr | 165 | Rs. One Hundred Sixty Five only
c | 19.6.4 | 32 mm nominal outer dia pipes | Mtr | 228 | Rs. Two Hundred Twenty Eight only
d | 19.6.6 | 50 mm nominal outer dia pipes | Mtr | 476 | Rs. Four Hundred Seventy Six only
76 | 19.1 | Making connection of G.I. distribution branch in G.I. main of following sizes by providing and fixing tee, including cutting and threading the pipe etc. complete: (Dia of main line to be measured)
a | 19.10.1 | 25 mm nominal bore | each | 200 | Rs. Two Hundred only
b | 19.10.2 | 32 mm nominal bore | each | 224 | Rs. Two Hundred Twenty Four only
c | 19.10.4 | 50 mm nominal bore | each | 347 | Rs. Three Hundred Forty Seven only
77 | 19.11 | Providing and fixing G.I. Union in G.I. pipe (New work) including cutting and threading the pipe and making long screws etc. complete:
a | 19.11.1 | 15 mm nominal bore | each | 85 | Rs. Eighty Five only
b | 19.11.3 | 25 mm nominal bore | each | 117 | Rs. One Hundred Seventeen only
c | 19.11.4 | 32 mm nominal | each | 148 | Rs. One Hundred Forty Eight only
78 | 19.13 | Providing and fixing 15 mm nominal bore Brass bib/stop cock of approved quality:
a | 19.13.2 | Bib cock (350 grams) | each | 237 | Rs. Two Hundred Thirty Seven only
b | 19.13.3 | Stop cock (350 grams) | each | 237 | Rs. Two Hundred Thirty Seven only
79 | 19.14 | Providing and fixing 15 mm nominal bore C.P. brass fittings of approved make and conforming to IS:8931 including C.P. brass extension if required:
80 | 19.14.1 | Bib cock (400 grams) | each | 382 | Rs. Three Hundred Eighty Two only
81 | 19.14.3 | Long body bib cock (500 grams )
|  | For Sink (Pantry & Kitchen) | each | 426 | Rs. Four Hundred Twenty Six only
83 | 19.14.4 | Piller Cock (400 grams) | each | 398 | Rs. Three Hundred Ninty Eight only
84 | 19.14.5 | Two way bib cock (800 grams) | each | 708 | Rs. Seven Hundred Eight only
85 | 19.14.13 | Toilet paper holder | each | 248 | Rs. Two Hundred Forty Eight only
86 | 19.14.14 | Soap dish plate | each | 163 | Rs. One Hundred Sixty Three only
87 | 19.14.20 | CP brass water jet to be fixed in seat cover of WC with flexible connection pipe | set | 577 | Rs. Five Hundred Seventy Seven only
88 | 19.14.19 | Health foscet (hand jet) with flexible connection pipe (for WC) | set | 774 | Rs. Seven Hundred Seventy Four only
89 | 19.15 | Providing and fixing stainless steel drain jali of approved make/quality. | each | 51 | Rs. Fifty One only
90 | 19.16 | Providing and fixing brass/ gun metal gate valve with C.I. wheel of approved quality (screwed end):
a | 19.16.1 | 25 mm nominal bore | each | 436 | Rs. Four Hundred Thirty Six only
b | 19.16.2 | 32 mm nominal bore. | each | 510 | Rs. Five Hundred Ten only
c | 19.16.4 | 50 mm nominal bore | each | 762 | Rs. Seven Hundred Sixty Two only
91 | 19.42 | Providing and placing on terrace (at all floor levels) polyethylene water storage tank ISI : 12701 marked with cover and suitable locking arrangement and making necessary holes for inlet, outlet and overflow pipes but without fittings and the base support for tank | litre | 7.3 | Rs. Seven & Ps. Thirty only
92 | 19.43 | Cutting holes upto 30x30 cm in walls including making good the same : | each | 125 | Rs. One Hundred Twenty Five only
93 | 19.44 | Cutting holes upto 15x15 cm in R.C.C. floors and roofs for passing drain pipe etc. and repairing the hole after insertion of drain pipe etc. with cement concrete 1:2:4 (1 cement : 2 coarse sand : 4 graded stone aggregate 20 mm nominal size) including finishing complete so as to make it leak proof. | each | 94 | Rs. Ninty Four only
94 | 20.2 | Providing and laying cement concrete 1:5:10 (1 cement : 5 coarse sand :10 graded stone aggregate 40 mm nominal size) all-round S.W. pipes
a | 20.2.1 | 100 mm diameter S.W. pipe | metre | 357 | Rs. Three Hundred Fifty Seven only
b | 20.2.2 | 150 mm diameter S.W. pipe | Mtr | 436 | Rs. Four Hundred Thirty Six only
95 | 20.5.2 | Providing and laying non-pressure NP2 class (light duty) R.C.C. pipes with collars jointed with stiff mixture of cement mortar in the proportion of 1:2 (1 cement : 2 fine sand) including testing of joints etc. complete :150 mm dia. R.C.C. pipe | Mtr | 353 | Rs. Three Hundred Fifty Three only
96 | 20.7 | Constructing brick masonry manhole with well burnt modular clay bricks crushing strength not less than 35kg/cm2 in cement mortar 1:4 ( 1 cement : 4 coarse sand), R.C.C. top slab with 1:2:4 mix (1 cement : 2 coarse sand : 4 graded stone aggregate 20 mm nominal size), foundation in cement concrete 1:4:8 mix (1 cement : 4 coarse sand : 8 graded stone aggregate 40mm nominal size) inside plastering 12mm thick with cement mortar 1:3 (1 cement : 3 coarse sand) finished with floating coat of neat cement and making channels in cement concrete 1:2:4 (1 cement : 2 coarse sand : 4 graded stone aggregate 20mm nominal size) finished with a floating coat of neat cement complete as per standard design :
a | 20.7.4 | Inside size 90x80 cm and 45 cm deep including RCC cover with frame 450x600 mm internal dimensions. | Each | 5595 | Rs. Five Thosuand Five Hundred Ninty Five only
b | 20.7.5 | Inside size 120x90 cm and 90 cm deep including RCC cover with frame 500 mm internal diameter. | Each | 9182 | Rs. Nine Thosuand One Hundred Eighty Two only
97 | 20.8 | Extra for depth for manholes
a | 20.8.1 | Size 90x80 cm | Mtr | 3755 | Rs. Three Thosuand Seven Hundred Fifty Five only
b | 20.8.2 | Size 120x90 cm | Mtr | 4473 | Rs. Four Thosuand Four Hundred Seventy Three only
98 | 20.25 | Providing and constructing brick masonry road gully chamber 50x45x60 cm with well burnt modular clay bricks crushing strength not less than 35kg/cm2 in cement mortar 1:4 (1 cement : 4 coarse sand) including 500x450 mm precast R.C.C. horizontal grating with frame complete as per standard design. | each | 2872 | Rs. Two Thosuand Eight Hundred Seventy Two only
99 | 20.29 | Providing and constructing brick masonry chamber for underground pipe and and bends with well burnt modular clay bricks crushing strength not less than 35kg/cm2 in cement mortar 1:4 (1 cement : 4 coarse sand) C.I. cover with frame (light duty) 455x610 mm internal dimensions, total weight of cover with frame to be not less than 38 kg (weight of cover 23 kg and weight of frame 15 kg) R.C.C. top slab with 1:2:4 mix (1 cement :2 coarse sand : 4 graded stone aggregate 20 mm nominal size) foundation concrete 1:5:10 (1 cement : 5 fine sand : 10 graded stone aggregate 40 mm nominal size), inside plastering 12 mm thick with cement mortar 1:3 (1 cement : 3 coarse sand) finished smooth with a floating coat of neat cement on walls and bed concrete etc. complete as per standard design :
a | 20.29.1 | Inside dimensions 455x600 mm and 45 cm deep for single pipe line : | Each | 1530 | Rs. One Hundred Fifty Three only
b | 20.28.2 | Inside dimensions 500x700 mm and 45 cm deep for pipe line with one or two inlets : | Each | 1703 | Rs. One Thousand Seven Hundred Three only
c | 20.28.3 | Inside dimensions 600x 850 mm and 45 cm deep for pipe line with three or more inlets : | Each | 2619 | Rs. Two Thosuand Six Hundred Nineteen only
100 | 20.30 | Providing and constructing brick work for extra depth beyond 45 cm of brick masonry chamber with well burnt modular clay bricks crushing strength not less than 35kg/cm2 in cement mortar 1:4 (1 cement : 4 coarse sand) with inside plastering 12 mm thick with cement mortar 1:3 (1 cement : 3 coarse sand) finished smooth with a floating coat of neat cement on walls:
a | 20.30.1 | For 455x610 mm size | Mtr | 2616 | Rs. Two Thosuand Six Hundred Sixteen only
b | 20.30.2 | For 500x700 mm size | Mtr | 2853 | Rs. Two Thosuand Eight Hundred Fifty Three only
c | 20.30.3 | For 600x850 mm size | Mtr | 3322 | Rs. Three Thosuand Three Hundred Twenty Two only
101 | 20.31 | Providing and constructing soak pit 1.20x1.20x1.20m filled with brickbats including S.W. drain pipe 100 mm diameter and 1.20 m long complete as per standard design. | Each | 1709 | Rs. One Thosuand Seven Hundred Nine only
102 | 21.1 | Boring/drilling bore well perfectly vertical for the specified depth suitable to receive required dia for casing/ strainer pipe, by suitable method prescribed in IS: 2800 (part I), including collecting samples from different strata, preparing and submitting strata chart/bore log, including hire & running charges of all equipments, tools, plants & machineries required for the job, all complete as per direction of Engineer–in-charge upto 90 metre depth below ground level.
a | 21.1.1 | All types of soil
b | 21.1.1.3 | 150 mm dia. | Mtr | 339 | Rs. Three Hundred Thirty Nine only
103 | 21.2 | Boring/drilling bore well perfectly vertical for the specified depth suitable to receive required dia for casing/ strainer pipe, by suitable method prescribed in IS: 2800 (part I), including collecting samples from different strata, preparing and submitting strata chart/bore log, including hire & running charges of all equipments, tools, plants & machineries required for the job, all complete as per direction of Engineer–in-charge beyond 90 metre & upto 150 metre depth below ground level.
| 21.2.2 | Rocky strata including Boulders.
| 21.2.2.3 | 150 mm dia. | Mtr | 424 | Rs. Four Hundred Twenty Four only
104 | 21.5 | Supplying, assembling, lowering and fixing in vertical position in bore well, ISI marked G.I. casing pipe (Plain) medium class in 4 to 7 meters length one end fitted with socket as per IS: 1239 (Part-1&Part-2) 1992 with Ivth revision (Up-to-date amendments), of reputed & approved make, including required hire & labour charges, fittings & accessories, all complete, for all depths, as per direction of Engineer- in-charge.
| 21.5.3 | 150 mm nominal dia | Mtr | 1304 | Rs. One Thosuand Three Hundred Four only
.
105 | 21.11 | Providing and fixing suitable size threaded mild steel cap or spot welded plate to the top of bore well housing/ casing pipe, removable as per requirement, all complete for bore well of:
| 21.11.3 | 150 mm dia |  | 217 | Rs. Two Hundred Seventeen only
106 | 21.17 | Carrying out the resistivity survey by VES method using Schlumberger configuration for locating the proper spot for drilling of tube well within the selected habitation, including photography, interpretation of resistivity data and submission of report in the desired format along with resistivity readings, necessary graph and photographs. (only successful point is payable) | Point | 1502 | Rs. One Thousand Five Hundred Two only
107 | 22.2 | Supplying and stacking of good earth at site including royalty, loading, unloading and carriage upto 10 km (earth measured in stacks will be reduced by 20% for payment). | cum | 201 | Rs. Two Hundred One only
108 | 22.8 | Spreading of sludge, dump manure or/and good earth in required thickness (Cost of sludge, dump manure or/ and good earth to be paid separately). | cum | 17.5 | Rs. Seventeen & Ps. Fifty only
109 | 22.9 | Mixing earth and sludge or manure in proportion specified or directed. | cum | 11 | Rs. Eleven only
110 | 22.10.3 | Grassing with ‘Doob’ grass including watering and maintenance of the lawn for 30 days or more till the grass forms a thick lawn free from weeds and fit for mowing including supplying good earth if needed (the good earth shall be paid for separately). | sqm | 6.6 | Rs. Six & Ps. Sixty
111 | 22.24 | Flooding the ground with water including making kiaries and dismantling the same. | sqm | 1.1 | Rs. One & Ps. Ten Only
112 | 22.25 | Providing and planting following herbs in garden including preparation of soil, base plantation, providing and spreading different fertilizers, soil and sand:
a | 22.25.1 | Hedges like Alife, Dorenta, Tikoma etc | each | 14 | Rs. Fourteen only
b | 22.25.2 | Furn like Arica, China etc (3 year old) | each | 125 | Rs. One Hundred Twenty Five only
c | 22.25.3 | Hibiscus (Flower)/ Rose | each | 26.5 | Rs. Twenty Six & Ps. Fifty only
113 | Road SOR 2015 1.4(vi) | Hire charges for machineries : (only working hours to be paid and idle hours not to be paid)Hydraulic excavator of 1.0 Cum bucket | Hour | 1014 | Rs. One Thosuand Forteen only
114 | Road SOR 2015 2.1(ii) | Cutting of trees, including cutting of trunks, branches and removal of stumps, roots, stacking of serviceable material with all lifts and up to a lead of 1000 mtrs and earth filling in the depression/pit and as per relevant clauses of section-200 for :-Girth beyond 600 mm to 900 mm | Each | 353 | Rs. Three Hundred Fifty Three only
115 | Road SOR 2015 3.12 | Construction of embankment with Material Obtained from Borrow Pits/Borrow Area (Construction of embankment with approved material/selected soil having C.B.R.>5 (unless specified otherwise in the contract) obtained from borrow pits with all lifts and leads, transporting to site, spreading, grading to required slope and compacting to meet requirement of table 300-2) | cum | 223 | Rs. Two Hundred Twenty Three only
116 | Road SOR 2015 4.1 (b)(i) | Granular Sub-base as per Table:- 400-1
|  | Construction of granular sub-base by providing graded Material, , carriage of mixed Material to work site, spreading in uniform layers with motor grader on prepared surface watering, rolling and compacting with vibratory power roller at OMC to achieve the desired density, complete as per clause 401 Plant mix method (with Mechanically crushed stone only) | cum | 1372 | Rs. One Thousand Three Hundred Seventy Two Only
117 | Road SOR 2015 4.15(B) | Providing & laying precast interlocking concrete blocks of minimum compressive strength of 300 kg/sq.cm and approved size , shape/ pattern over coarse sand bed of thickness upto 40 mm and joints thick filled with fine sand including leveling with surface vibrator, temping and sweeping etc. complete as per IRC-SP-63-2004.80mm thick Plain precast interlock concrete block | sqm | 590 | Rs. Five Hundred Ninty Only
118 | Road SOR 2015 6.1 | Dry Lean Cement Concrete Sub-base as per IRC:SP-49 (Construction of dry lean cement concrete Sub-base over a prepared sub-grade with coarse and fine aggregate conforming to IS: 383, the size of coarse aggregate not exceeding 26.5 mm, aggregate cement ratio not to exceed 15:1, aggregate gradation after blending to be as per table 600-1, cement content not to be less than 150 kg/cum,optimum moisture content to be determined during trial length construction, concrete strength not to be less than 10 Mpa at 7 days,mixed in a batching plant, transported to site, laid with a paver with electronic sensor, compacting with 8-10 tonnes vibratory roller,finishing and curing as per clause 601.) | cum | 2332 | Rs. Two Thosuand Three Hundred Thirty Two only
119 | Road SOR 2015 6.3(ii) | Cement Concrete Pavement (Construction of un-reinforced, dowel jointed, plain cement concrete pavement over a prepared sub-base, coarse and fine aggregate conforming to IS:383, and graded as per table 600-3, mixed as per approved mix design at site, laid, spread, vibrated, compacted and finished in a continuous operation including provision of contraction, expansion, construction and longitudinal joints, joint filler, separation membrane, sealant primer, joint sealant, de-bonding strip, dowel bar, tie rod, admixtures as approved, curing compound, finishing to lines and grades as per drawing as per clause 602.)With Cement concrete grade M-30 and minimum cement content @ 375 kg/cum. | cum | 4539 | Rs. Four Thosuand Five Hundred Thirty Nine only
120 | Road SOR 2015 8.44(i) | Providing and laying of a reinforced cement concrete pipe duct, 300 mm dia., across the road ( new construction ) , extending from drain to drain in cuts and toe of slopes to toe of slopes in fills, constructing head walls at both ends, providing a minimum fill of granular material over top and sides of RCC pipes as per IRC: 98- 2011, bedded on a 0.3 m thick layer of granular material free of rock pieces , outer to outer distance of pipes at least half dia of pipe subject to minimum 450 mm in case of double and triple row ducts , joints to be made leak proof, invert level of duct to be above higher than ground level to prevent entry of water and dirt, all as per IRC:98-2011 and approved drawings. | Mtr | 553 | Rs Five Hundred Fifty Three only
121 | Road SOR 2015 8.6 | Direction and Place Identification signs with size more than 0.9 sqm size board. (Providing and erecting direction and place identification retro- reflectorized sign as per IRC:67-2012 made of retro reflective type sheeting & vide clause 801.3, fixed over aluminum sheeting, 2 mm thick with area exceeding 0.9 sqm and fixed on mild steel frame of size 40x40x5mm,supported on 2 nos. mild steel angle iron post of size 75mm x 75mm x 6mm, firmly fixed to the ground with M15 grade cement concrete 45cm x 45cm x 60cm, 60cm below ground level as per approved drawing)Made of Class A High Intensity Micro Prismatic Grade Sheeting of Type I (for ODR & Village Roads) | Sqm | 12426 | Rs. Twelve Thosuand Four Hundred Twenty Six only
122 | Road SOR 2015 12.5 | Manufacturing, supply & fixing of precast kerb stone of size 400mmx259mmx200mm thick made of M-20 concrete rectangular in shape with one corner chamfered by 100 mm x 100 mm as approved design i/c cost of all material, labour and curing etc. complete. | each | 140 | Rupees One Hundred Fourty Only
123 | Elect SOR 6.5 | Providing and fixing wooden board of suitable size (18" x 24") for energy meter etc complete as per specification. | Each | 123 | Rs. One Hundred Twenty Three only
124 | Elect SOR 9.16 | Supplying and fixing TP&N MCB, 440 volts, 'C' curve, suitable for lighting and other loads in the existing MCB DB complete with connections, testing and commissioning etc. as Perspecification.
| 9.16.5 | 63 amp | Each | 1316 | Rs. One Thosuand Three Hundred Sixteen only
125 | Elect SOR 23.3 | Supplying, installation, testing and commissioning of Kirloskar/ CRI/ Crompton make submersible pump set for water supply system with submersible motor directly coupled to multi-stage submersible pump of specified discharge capacity, head, delivery size in existing bore well including 2 sets of suitable size holding clamps made out of 50 mm X 6 mm MS flat, connection with suitable submersible cable of standard length etc. as per specification.
a | 23.3.4 | 3.0 HP, three phase | Each | 22714 | Rs. Twenty Two Thosuand Seven Hundred Forteen only
b | 23.3.5 | 5.0 HP, three phase | Each | 26072 | Rs. Twenty Six Thosuand Seventy Two only
126 | Elect SOR 23.5 | Supplying and fixing of following sizes 'B' class G I pipe with all necessary Tee's, bends, sockets in the suction/ delivery line including cutting and threading etc. as per specification.
a | 23.5.2 | 80 mm dia | Mtr | 678 | Rs. Six Hundred Seventy Eight only
b | 23.5.4 | 50 mm dia | Mtr | 441 | Rs. Four Hundred Forty One only
127 | Elect SOR 23.6 | Supplying and fixing following dia HDPE pipe PE-80 Grade 8kg/sqcm) in single length in the suction/ delivery line of water supply pump etc. as per specification.
a | 23.6.1 | 32 mm outer dia | Mtr | 55 | Rs. Fifty Five only
b | 23.6.2 | 50 mm outer dia | Mtr | 118 | Rs. One Hundred Eighteen only
128 | Elect SOR 23.7 | Supplying and fixing of following sizes GM gate valve ISI mark in the suction/ delivery line etc. as per specification
| 23.7.4 | 50 mm dia | Each | 1058 | Rs. One Thosuand Fifty Eight only
129 | Elect SOR 23.11 | Supply, installation, testing and commissioning of L&T/Crompton Make 1-3 HP 1 phase submersible motor starter cum control wall/ floor mounted type made out of not less than 1.6 mm thick MS sheet and comprising of following panel mounting switchgears there in including connection inter-connection etc. as per specification. a) Phase indicating lamps with fuses and toggle switches 1 set b) 1/2/3 HP 1 phase DOL starter with over load and no volt relay 1 No c) 25 A "C" curve DPMCB 1 No d) Voltmeter 0-250 V 1 set e) Ammeter 0-10 A 1 set. | Each | 4030 | Rs.Four Thosuand Thirty only
130 | Elect SOR 23.14 | Supplying, laying and fixing Polycab/Finolex/CRI make following size submersible cable along with GI/PVC/HDFC pipe line or laid in ground etc as per specification and IS: 694 (2010). Submersible cable should be rust proof, safe from Oil/Grease and under water chemical/abrasion resistant.
| 23.14.3 | 3x4.0 sqmm | Mtr | 90 | Rs. Ninty only
131 | Elect SOR 23.8 | Supplying and fixing of following sizes GM non return valve ISI mark in the suction/ delivery line etc. as per specification.
| 23.8.4 | 50 mm dia | Each | 1246 | Rs. One Thosuand Two Hundred Forty Six only
Assistant Engineer
Chhattisgarh Housing Board
Sub Division-03 Bilaspur (C.G.)
Executive Engineer
Chhattisgarh Housing Board
Division-Bilaspur (C.G.)
Sub Engineer
Chhattisgarh Housing Board
Sub Division-03 Bilaspur (C.G.)