## TENDER_ITEM_UPLOAD
NIT For Construction of Proposed NEW Building for Divisional Joint Director Fund, Accounts and Pension and Divisional Finance and Accouts Training Institute I/c Water Supply & Sanitary fittings, Bore well, Tube well, Boundary wall, C.C. Road & Electrification works at Malviya Nagar, Durg Distt.-Durg (C.G.)
PAC Rs. 630.70 Lacs
SERIAL No. | Department | SOR | Year | Item Code | Description | UOM | Rate | Quantity | Amount
1 | PWD | PWD BLD | 2015 | 1.1.1 | Excavation for all types and sizes of foundations, trenches and drains or for any other purpose including disposal of excavated stuff upto 1.5 m lift and lead upto 50m (at least 5m away from the excavated area), including dressing and leveling of pits. In all types of soils. | cum | 185 | 2666.49 | 493301
2 | PWD | PWD BLD | 2015 | 1.1.2 | In ordinary Rocks | cum | 267 | 115.11 | 30734
3 | PWD | PWD BLD | 2015 | 1.2 | Surface dressing of the ground including removing vegetation and making up undulations and in-equalities not exceeding 15 cms in depth/ height including disposal of rubbish upto 1.5 m lift and lead upto 50m (at least 5m away from the dressed area). | sqm | 7.2 | 1024 | 7373
4 | PWD | PWD BLD | 2015 | 1.6.1 | Extra for every additional lift of 1.5 m or part thereof. All Types of soil | cum | 26.5 | 837.35 | 22190
5 | PWD | PWD BLD | 2015 | 1.6.2 | Ordinary or Hard Rocks | cum | 47.5 | 152.79 | 7258
6 | PWD | PWD BLD | 2015 | 1.17 | Filling from available excavated stuff (Excluding rock) in trenches, plinth, sides of foundation etc. in layers not exceeding 20cm in depth consolidating each deposited layer by ramming and watering with a lead upto 50 M. and lift upto 1.5 M. | Cum | 65 | 512.18 | 33292
7 | PWD | PWD BLD | 2015 | 1.18 | Providing and filling in plinth with sand/ Crusher dust and hard moorum under floor in layers not exceeding 20cm in depth consolidating each deposited layer by ramming and watering, including dressing etc. complete. | cum | 371 | 1766.47 | 655360
8 | PWD | PWD BLD | 2015 | 1.25.2 | Diluting chemical emulsion (chlorpyrifos/ lindane) in water as per manufacturers recommendation and injecting for pre-constructional curative cum preventive anti-termite treatment:(Five year service guarantee bond to be signed by contractor) Treatment of inside of plinth masonry wall on using diluted chemical emulsion @ 1.5 litre per hole, including drilling 12 mm diameter holes in plinth wall below plinth protection at the interval of 300 mm and plugging with cement mortar 1 :2 (1 cement : 2 Coarse sand). Treatment of outer side of plinth masonry wall using diluted chemical emulsion @ 1.5 litre per hole, including drilling 12 mm diameter holes in plinth wall at the junction of floor at the interval of 300 mm and plugging with cement mortar 1 :2 (1 cement : 2 Coarse sand). | metre | 19 | 114 | 2166
9 | PWD | PWD BLD | 2015 | 1.25.3 | Treatment of outer side of plinth masonry wall using diluted chemical emulsion @ 1.5 litre per hole, including drilling 12 mm diameter holes in plinth wall at the junction of floor at the interval of 300 mm and plugging with cement mortar 1 :2 (1 cement : 2 Coarse sand). | metre | 13.5 | 114 | 1539
10 | PWD | PWD BLD | 2015 | 1.26.1 | Carriage by mechanical transport upto 5 km lead: Earth | cum | 111 | 2003.77 | 222418
11 | PWD | PWD BLD | 2015 | 2.1.1 | Form Work Providing and fixing form work including centering, shuttering, strutting, staging, propping bracing etc. complete and including its removal at all levels, for: Foundations, footings, bases of columns plinth beam, curtain wall in any shape and size and all type of wall below plinth level. | sqm | 139 | 1157.68 | 160918
12 | PWD | PWD BLD | 2015 | 2.1.2 | Wall of any thickness including attached pilasters, buttresses etc. in super structure. | sqm | 228 | 715.56 | 163148
13 | PWD | PWD BLD | 2015 | 2.1.3 | Window sills, anchor blocks, string course, bends, copings, bed plates and like. | sqm | 184 | 88.14 | 16218
14 | PWD | PWD BLD | 2015 | 2.1.5 | Columns, Pillars, Piers and likes- rectangular or square in shape | sqm | 297 | 1626.1 | 482952
15 | PWD | PWD BLD | 2015 | 2.1.7 | Suspended floors, roofs, access platform, balconies (plain surfaces) and shelves (cast in situ) | sqm | 235 | 2803.9 | 658917
16 | PWD | PWD BLD | 2015 | 2.1.8 | Beams, lintels, cantilevers & walls | sqm | 202 | 3470.97 | 701136
17 | PWD | PWD BLD | 2015 | 2.1.13 | Weather shade, chhajja, Cornices and mouldings | sqm | 294 | 132.09 | 38834
18 | PWD | PWD BLD | 2015 | 2.1.15 | Stair cases of all types excluding spiral and folded plate type, including risers and landings | sqm | 230 | 87.12 | 20038
19 | PWD | PWD BLD | 2015 | 3.1.3 | Cement Concrete (PCC/ RCC) Providing and laying nominal mix plain cement concrete with crushed stone aggregate using concrete mixer in all works upto plinth level excluding cost of form work. 1:3:6 (1 cement : 3 coarse sand : 6 graded stone aggregate 40mm nominal size). | cum | 2970 | 273.3 | 811701
20 | PWD | PWD BLD | 2015 | 3.2.1 | Providing and laying nominal mix reinforced cement concrete with crushed stone aggregate using concrete mixer in all works upto plinth level excluding cost of form work.(Note :Excess/ less cement used as per design mix is payable/ recoverable separately) 3.2.1) 1:1½:3 (1 cement : 1½ coarse sand : 3 graded stone aggregate 20mm nominal size). | cum | 4163 | 228.9 | 952911
21 | PWD | PWD BLD | 2015 | 3.3.2 | Providing and laying design mix reinforced cement concrete with crushed graded stone aggregate 20mm nominal size using batching plant, transit mixer and concrete pump, in all works upto plinth level excluding cost of form work. M-25 Grade | cum | 4298 | 1599.75 | 6875726
22 | PWD | PWD BLD | 2015 | 3.4 | Extra for laying PCC/RCC of any grade in superstructure above plinth level for every floor or part thereof in addition to rate for foundation and plinth: Ground Ground Floor | cum | 97.5 | 273.28 | 26645
23 | PWD | PWD BLD | 2015 | 3.4 | First Floor | cum | 195 | 251.58 | 49058
24 | PWD | PWD BLD | 2015 | 3.4 | Second Floor | cum | 292.5 | 250.29 | 73210
25 | PWD | PWD BLD | 2015 | 3.4 | Third Floor | cum | 390 | 252.47 | 98463
26 | PWD | PWD BLD | 2015 | 3.4 | Above Plinth | cum | 487.5 | 49.43 | 24097
27 | PWD | PWD BLD | 2015 | 3.12.2 | Providing and placing in position reinforcement for R.C.C. work including straightening, cutting, bending, binding etc. complete as per drawings including cost of binding wire. all complete: Thermo-Mechanically treated bars FE 500D | kg | 54.5 | 210926.3 | 11495483
28 | PWD | PWD BLD | 2015 | 3.13 | Providing and laying damp proof course (upto 50mm thick) with plain cement concrete 1:2:4 (1 cement : 2 coarse sand : 4 graded crushed stone aggregate 20mm nominal size) including form work. | cum | 4237 | 2.57 | 10889
29 | PWD | PWD BLD | 2015 | 3.16 | Making 50mm thick plinth protection of plain cement concrete 1:3:6 (1 cement : 3 coarse sand : 6 graded crushed stone aggregate 20mm nominal size) over 75mm bed of dry brick ballast 40mm nominal size well rammed and consolidated and grouted with sand including finishing the top smooth. | sqm | 273 | 71.4 | 19492
30 | PWD | PWD BLD | 2015 | 4.13.1 | Cement concrete 1:2:4 (1 cement : 2 coarse sand : 4 graded stone aggregate 20 mm nominal size) Cement mortar 1:3 (1 cement : 3 coarse sand) | cum | 3817 | 38.65 | 147527
31 | PWD | PWD BLD | 2015 | 4.22 | Providing Water proofing treatment over Roof, Wall, Chhajjas, Balcony with Diamond Shield and Sealer coat or equivalent at leakage/ seepage area consisting of the operation: (i) Surface preparation roughening of surface, opening of cracks in ‘V’ groove in size of 5mm x 10m (WxD), filling of cracks with putty of Diamond shield with laying fiber glass mesh, Cleaning of surface by scrubbing with steel wire/ Nylon brush. Removing all dust particles and washing with adequate water to clean completely. (ii) Providing and applying 1st coat of diamond shield or equivalent compound (having two component dry powder 80% Chemical 20% (chemical having 30% solid contents) making flexible waterproof and protective modified mortar with minimum thickness 70-80 micron after proper mixing of both the parts of compound along with laying of fiber glass mesh (of weaving size of 10x10 yarn/inch duly coated with alkaline resistant polymer). Allow the coating to set in natural air for minimum 2 Hrs. After 1st coat apply 2nd coat with minimum thickness 100 micron of the same compound. Allow the 2nd coat to set in natural air for minimum 4 Hrs. Total consumption of the diamond shield or equivalent in both coat should be @ 17.90 kg for 10sqm area. (iii) Over the above layers providing and applying 1st coat of sealer compound (Single component High Build elastomeric, flexible, pure acrylic waterproofing membranes having solid content of 65%) minimum 50-60 micron and allow it to set in natural air for minimum 2 Hrs. After 1st coat apply 2nd and final coat 120-140 micron of sealer compound and allow it to set in natural air for minimum 4 Hrs. Consumption of Sealer compound should be @ 5.40 kg per 10 sqm area. The final area appearance of the coating will be milky white (iv) The treated area should be cure with water for 48 hrs by flooding the surface. All above operations to be done in order. The application shall be got done through the authorised applicator of the manufacturer. | sqm | 421 | 1161.98 | 489194
32 | PWD | PWD BLD | 2015 | 7.5.4 | Brick work with modular fly-ash lime bricks (FaLG Bricks) confirming to IS:12894-2002 of class designation 40 in foundation and plinth in: Cement Mortar 1:6 (1 cement : 6 coarse sand) | cum | 3263 | 624.3 | 2037091
33 | PWD | PWD BLD | 2015 | 7.6 | Extra for brick work in superstructure above plinth level for every floor or part thereof in addition to rate for foundation and plinth: Ground Floor | cum | 121 | 113.67 | 13754
34 | PWD | PWD BLD | 2015 | 7.6 | First Floor | cum | 242 | 143.46 | 34717
35 | PWD | PWD BLD | 2015 | 7.6 | Second Floor | cum | 363 | 117.69 | 42721
36 | PWD | PWD BLD | 2015 | 7.6 | Third Floor | cum | 484 | 120.47 | 58307
37 | PWD | PWD BLD | 2015 | 7.6 | Terrace Floor- Super Structure | cum | 605 | 44.68 | 27031
38 | PWD | PWD BLD | 2015 | 7.11.2 | Cement Mortar 1:4 (1 cement : 4coarse sand) Extra for half brick work in superstructure above plinth level for every story or part thereof in addition to rate for upto plinth level: Ground Floor | sqm | 382 | 240.02 | 91688
39 | PWD | PWD BLD | 2015 | 7.12 | Extra for half brick work in superstructure above plinth level for every story or part thereof in addition to rate for upto plinth level: First Floor | sqm | 22 | 64.72 | 1424
40 | PWD | PWD BLD | 2015 | 7.12 | Extra for half brick work in superstructure above plinth level for every story or part thereof in addition to rate for upto plinth level: Second Floor | sqm | 33 | 89.53 | 2954
41 | PWD | PWD BLD | 2015 | 7.12 | Extra for half brick work in superstructure above plinth level for every story or part thereof in addition to rate for upto plinth level: Third Floor | sqm | 44 | 85.77 | 3774
42 | PWD | PWD BLD | 2015 | 7.2 | Extra for providing and placing in position hopping 25x1.60 mm or 2 Nos 6mm dia MS bars reinforcement at every third course of half brick masonry. | sqm | 62.5 | 240.02 | 15001
43 | PWD | PWD BLD | 2015 | 8.1.2 | Providing wood work in frames of doors, windows, clerestory windows and other frames wrought framed and fixed in position. Sal, bijasal, benteak, khair, haldu | cum | 61051 | 0.12 | 7326
44 | PWD | PWD BLD | 2015 | 8.3 | Providing 40x5mm iron hold fast 40cm long including fixing to frame with 10mm bolts nuts and wooden plug and embedding in Cement Concrete 1:2:4 in blocks of size 30x10x15cm. | each | 72.5 | 18 | 1305
45 | PWD | PWD BLD | 2015 | 8.12.1 | Providing and fixing flush door shutters, conforming to IS : 2202 (Part-I), decorative type core of block board construction with frame of first class hard wood and well matched teak ply veneering with vertical grains or cross bands and face veneers on both faces of shutters excluding hinges. 40 mm. thick (single leaf) | sqm | 2467 | 39.6 | 97693
46 | PWD | PWD BLD | 2015 | 8.12.2 | 35 mm. thick (single leaf) | sqm | 2005 | 122.82 | 246254
47 | PWD | PWD BLD | 2015 | 8.12.3 | 30 mm. thick (single leaf) | sqm | 1832 | 43.05 | 78868
48 | PWD | PWD BLD | 2015 | 8.15 | Extra for double leaf shutter instead of single leaf. | sqm | 52 | 25.2 | 1310
49 | PWD | PWD BLD | 2015 | 8.35 | Providing and fixing wall paneling frame made of commercial grade 12mm thick water proof ply strips 100mm wide at 600mm apart center to center vertically and horizontally with necessary screws, wooden plugs etc complete as required. | sqm | 552 | 450.22 | 248521
50 | PWD | PWD BLD | 2015 | 8.36.2 | Providing and fixing commercial grade water proof ply for wall paneling on wooden frame with necessary nails complete as required. 12mm | sqm | 827 | 450.22 | 372332
51 | PWD | PWD BLD | 2015 | 8.37 | Providing and fixing approved shade veneering on wood wall paneling complete as required. | sqm | 705 | 450.22 | 317405
52 | PWD | PWD BLD | 2015 | 8.39.3 | Providing and fixing teak wood moulded beading to doors windows frames including necessary screws and primary coat on exposed surface. 25x25mm | metre | 122 | 629.51 | 76800
53 | PWD | PWD BLD | 2015 | 8.58.1 | Providing and fixing bright finished brass butt hinges with brass polished MS screws complete: 25x85x5.50 mm (Heavy Type) | each | 245 | 448 | 109760
54 | PWD | PWD BLD | 2015 | 8.60.1 | Providing and fixing bright finished brass sliding door bolt with nuts and brass polished MS screws complete: 300x16mm | each | 475 | 93 | 44175
55 | PWD | PWD BLD | 2015 | 8.61.1 | Providing and fixing brass door latch with brass polished MS screws complete: 300x16x5 mm | each | 398 | 69 | 27462
56 | PWD | PWD BLD | 2015 | 8.61.2 | 250x16x5 mm | each | 268 | 24 | 6432
57 | PWD | PWD BLD | 2015 | 8.62.1 | Providing and fixing bright finished brass tower bolts (barrel type) with brass polished MS screws complete: 250x10mm | each | 276 | 110 | 30360
58 | PWD | PWD BLD | 2015 | 8.65.1 | Providing and fixing bright finished brass door handles with brass polished MS screws complete: 125 mm | each | 55.5 | 224 | 12432
59 | PWD | PWD BLD | 2015 | 8.67 | Providing and fixing of bright finished brass mortise latch and lock 100x65mm with six levers and a pair of lever handles with brass polished MS screws etc. complete. | each | 971 | 2 | 1942
60 | PWD | PWD BLD | 2015 | 8.73 | Providing and fixing 150mm bright finished brass floor door stopper with rubber cushion & brass polished MS screws etc complete to suit the shutter thickness. | each | 73 | 90 | 6570
61 | PWD | PWD BLD | 2015 | 8.158 | Providing and fixing IS: 3564 marked aluminium die cast body tubular typeuniversal hydraulic door closer with necessary accessories and screws etc complete. | each | 1450 | 33 | 47850
62 | PWD | PWD BLD | 2015 | 8.163.A1 | Providing and fixing factory made uPVC white colour casement / casement cum fixed glazed windows comprising of uPVC multi-chambered frame and mullion (whereever required) extrued profile duly reinforced with 1.60±0.2 mm thick galvanised mild steel section made from roll forming process of required length (shape & size according to uPVC profile) ,uPVC extrued glazing beads of appropriate dimensions ,stainless steel (SS 304 grade),friction hinges, zinc alloy (white powder coated) casement handles, G.I. fastners 100 x 8 mm size for fixing frame to finishd wall, plastic packers, plastic capsand necessary stainless steel screws etc. Profile of frame shall be mitred cut and fusion welded at all corner, mullion (if required) shall also fusion welded including drilling of holes for fixing hardwere's and drainage of water etc. After fixing frame the gap between frame and adjacent finished wall shall be filled with weather proof silicon sealant over backer rod of required size and of approved quality, all complete as per approved drawing & direction og Engineer-in-Charge. ( Single /double glass panes and silicon sealant shall be paid seperately vide chapter no.9.51,9.58,9.59 Respectively) Casement window double panels with S.S. Friction hinges (300x19x1.9mm) made of (small series) frame 47 x 50 mm, sash 47 x 68 mm & mullion 47 x 68 mm all having wall thickness 1.90±0.2 mm and single glazing bead of appropriate dimension ( Area of window upto 0.75 sqm) | sqm | 7908.15 | 27.06 | 213995
63 | PWD | PWD BLD | 2015 | 8.166 D2 | Providing & fixing factory made uPVC white sliding glazed window upto 1.50m in heigh dimension comprising of uPVC multi-chambered frame with in-built roller track and sash extruded profiles duly reinforced with 1.60+0.2 mm thick glavanized mild steel section made from roll forming process of required length(shape & size according to uPVC proflie),appropriate dimension of UPVC extruded glazing beads and uPVC extrued interlocks ,EPDM gasket. wool pile,zinc alloy rollers(weight bearing capacity to be 40 kg), G.I.fasteners 100 x 8 mm size for fixing frame to finished wall and necessary stainless steel screws etc. Profile offrame & sash shall be mittred cut and fusion welded at all corners, including drilling of holes for fixing hardware's and drainage of water etc. After fixing frame the gap between frame and adjacent finished wall shall be fill with weather proof silicon sealent over backer rod of required size and of approved quality, all complee as per approved drwaing & direction of Engineer-in-Charge.(Single/double glass panes,wire mesh and silicon sealanr shall be paid sepaarately vide chapter no.9.51,9.58.9.59 Respectively) Note :- For uPVC frame and extruded profiles minus 5% tolerance in dimension i.e. in depth & width of profile shall be acceptable. Three track three panels sliding window with fly proof SS wire mesh (Two nos. glazed & one no. wire mesh panels) made of ( small series ) frame 92x44mm & sash 32 x 60 mm both having wall thickness on 1.9+/-0.2 mm and single glazing bead of appropriate dimension. (Area of window above 1.75 sqm) | sqm | 7494.7 | 225 | 1686308
64 | PWD | PWD BLD | 2015 | 8.168 | Providing and fixing stainless steel (SS -304 grade) friction hinges to the side/ top hung uPVC windows of approved quality, with necessary stainless steel screws etc. as per direction of Engineer-in-charge. 300 x 19 x 1.9mm | each | 288.25 | 60 | 17295
65 | PWD | PWD BLD | 2015 | 8.169 | Providing and fixing casement handle made of zinc alloyed ( white powder coated) for uPVC casement window with necessary screws etc. complete | each | 149.95 | 30 | 4499
66 | PWD | PWD BLD | 2015 | 8.170 | Providing and fixing zinc alloyed (white powder coated) touch lock for uPVC sliding window with necessary screws etc. complete | each | 124.4 | 252 | 31349
67 | PWD | PWD BLD | 2015 | 8.171 | Providing and fixing steel roller for uPVC sliding window with necessary screws etc.complete. | each | 72.15 | 340 | 24531
68 | PWD | PWD BLD | 2015 | 8.173 | Providing and fixing steel (white powder coated) crescent lock for uPVC sliding window/door with necessary screws etc. complete | each | 136.05 | 168 | 22856
69 | PWD | PWD BLD | 2015 | 9.6.2 | Steel work welded in built up sections/ framed work including cutting, hoisting, fixing in position and applying a priming coat of red oxide zinc chromate primer. In gratings, frames, guard bar, ladder, railings, brackets, gates and similar works. | kg | 68 | 9681 | 658308
70 | PWD | PWD BLD | 2015 | 9.15 | Providing and fixing M.S. grill of approved pattern made of M.S. flats or square or round bars welded to steel frame of windows etc. including applying a priming coat welded to frame with all necessary fitting complete including applying a priming of red oxide zinc chromate primer. | kg | 67.5 | 7351.5 | 496226
71 | PWD | PWD BLD | 2015 | 9.25 A | Providing and fixing sun glass film over glazed doors windows & ventilators etc. complete Providing and fixing Plain frosted glass film over glazed doors ,windows & partition etc. complete | sqm | 1008 | 398.55 | 401738
72 | PWD | PWD BLD | 2015 | 9.27.2 | Supplying and fixing rolling shutter of approved makes made of M.S. laths interlocked together through their entire length and jointed together at the end by end locks, mounted on specially designed pipe shaft with brackets, side guides and arrangements for inside and out side locking with push and pull arrangement complete but excluding the cost of top cover and spring. 80x1.20mm M.S. Laths | sqm | 1570 | 19 | 29830
73 | PWD | PWD BLD | 2015 | 9.28 | Providing and fixing 27.5cm long wire spring for rolling shutters. | each | 362 | 12 | 4344
74 | PWD | PWD BLD | 2015 | 9.29.2 | Providing and fixing M.S. sheet top cover for rolling shutter 1.20mm thick | sqm | 530 | 19.5 | 10335
75 | PWD | PWD BLD | 2015 | 9.3 | Providing and fixing ball bearing for rolling shutters. | each | 423 | 12 | 5076
76 | PWD | PWD BLD | 2015 | 9.31 | Providing and fixing mechanical device chain and crank operation for operating rolling shutters. | set | 5672 | 2 | 11344
77 | PWD | PWD BLD | 2015 | 9.34 | Providing and fixing stainless wire gauge of average width of aperture 1.56mm with wire of 0.35mm to existing steel door, window shutter frames with necessary M.S. strip beading etc. complete. | sqm | 791 | 144.45 | 114260
78 | PWD | PWD BLD | 2015 | 9.36.2 | Providing and fixing approved pipe hand rail to walls (ramps, stair cases) including cutting chases and repairing the same to original condition, applying a priming coat of red oxide zinc chromate primer. E.R.W. pipe | Kg | 79 | 1696.575 | 134029
79 | PWD | PWD BLD | 2015 | 9.39 | Providing and fixing in position G.I. barbed wire (93.8gram/m) to concrete/wooden/ angle iron posts (straight or diagonal) including securing and screwing with G.I. tying wire, G.I. stapples, G.I.U-nails or steel pins etc., complete(Cost of posts, struts to be paid for separately) | metre | 9.4 | 1480 | 13912
80 | PWD | PWD BLD | 2015 | 9.40 | Providing and fixing concertina coil fencing with required dia 610 mm (having 50 nos. round per 6 metre length) up to 3m height of wall with existing angle iron 'Y' shaped placed 2.4 m or 3.00 m apart tied with G.I. staples and G.I. clips to retain horizontal including necessary bolts or G.I. barbed wire tied to angle iron all complete as per direction of Engineer-incharge with reinforced barbed tape (R.B.T.) / Spring core (2.5mm thick) wire of high tensile strength of 165 kg/ sq.mm with tape (0.52 mm thick) and weight 43.478gm/ metre (cost of M.S. angle, C.C. blocks shall be paid separately). | metre | 164 | 150 | 24600
81 | PWD | PWD BLD | 2015 | 9.45 | Providing and placing in position angle iron post and strut of required size including bottom to be split and bent at right angle in opposite direction for required length and drilling holes upto 10 mm dia as per requirement including priming coat with red oxide zinc chromate primer and placing the post/ strut in cement concrete block. | Kg | 69.5 | 617.4 | 42909
82 | PWD | PWD BLD | 2015 | 9.47.1 | Providing and fixing aluminium work for doors, windows, ventilators and partitions made out of extruded aluminium standard sections (main section with minimum 1.5mm thickness) conforming to IS: 733, IS: 1285 mitred and jointed mechanically including aluminium cleats, neoprene weather stripping gasket beveled edge beading, screws duly fixed in wall/ floor with fixing clips or hold fasteners or bolts and nuts as required aluminium sections shall be anodized transparent or dyed to approved shade according to IS: 1868, minimum anodic coating shall be of grade AC-15. (Glazing to be paid for separately: For fixed portion | kg | 331 | 3003.54 | 994172
83 | PWD | PWD BLD | 2015 | 9.47.2 | For shutter of doors, windows & ventilators including providing and making provision for fixing of fitting wherever required including the cost of PVC/ neoprene gasket required (Fittings shall be paid for separately). | Kg | 338 | 2268.51 | 766756
84 | PWD | PWD BLD | 2015 | 9.48 | Extra for powder coated (minimum 50 micron) aluminium sections instead of anodized. | Kg | 27 | 5272.05 | 142345
85 | PWD | PWD BLD | 2015 | 9.51.1 | Providing and fixing glazing in aluminium door, window, ventilator shutters and partitions etc. with PVC/ neoprene gasket etc. complete. (Cost of aluminium snap beading shall be paid in basic item): With float glass panes of 4 mm thickness | Sqm | 611 | 677.31 | 413836
86 | PWD | PWD BLD | 2015 | 9.57.2 | Providing stainless steel railing/ grill made of S.S. flats, hollow S.S. pipe or square/ rectangular sections of approved design fixing in stair case, balcony or other places with metal fasteners and stainless steel bolts etc complete. SS Grade 304 | kg | 525 | 574.938 | 301842
87 | PWD | PWD BLD | 2015 | 9.59.3 | Extra for providing and fixing reflective glass panes in aluminium door, window, ventilator shutters and partitions instead of float glass. 6 mm thickness | Sqm | 353 | 31.2 | 11014
88 | PWD | PWD BLD | 2015 | 9.60 | Designing, providing and fixing aluminium frame work made of special aluminium section on building face with M.S. angle iron brackets fixed on RCC structure with S.S. hold fasteners, including providing and fixing two sided structural adhesive tape of appropriate grade (NORTON or equivalent), on aluminium sections for fixing aluminium/ glass panel, sealing on periphery of frame work, by providing EPDM gasket, silicon weather sealant between aluminium frame and building structure including hire charges of double scaffolding complete. | kg | 357 | 265.2 | 94676
89 | PWD | PWD BLD | 2015 | 9.63.3 | Providing and fixing clear float toughened glass door or partition in required thickness frameless in appropriated size inclusive of edge molding polish and making required size slot or hole for patch fitting/hardware etc. The glass to be assembled together with patch fitting and hardware in proper alignment with all labour tools and tackles etc. complete. (Patch fittings and hardware to be paid for separately) 6mm thick for glazing etc. | sqm | 1765 | 31.2 | 55068
90 | PWD | PWD BLD | 2015 | 10.11 | Supply and fixing of precoated galvanized iron profile sheets (size, shape and pitch of corrugation as approved by Engineer-in-charge) 0.50 mm +/- 5% total coated thickness (TCT), Zinc coating 120gsm as per IS: 277 in 240mpa steel grade, 5-7 microns epoxy primer on both side of the sheet and polyester top coat 15-18 microns. Sheet should have protective guard film of 25 microns minimum to avoid scratches while transportation and should be supplied in single length upto 12 metre or as desired by Engineer-in-charge. The sheet shall be fixed using self drilling /self tapping screws of size (5.5x 55mm) with EPDM seal or with polymer coated J or L hooks, bolts and nuts 8mm diameter with bitumen and G.I. limpet washers or with G.I. limpet washers filled with white lead complete upto any pitch in horizontal/ vertical or curved surfaces excluding the cost of purlins, rafters and trusses and including cutting to size and shape wherever required. | sqm | 636 | 63.34 | 40284
91 | PWD | PWD BLD | 2015 | 10.41 | Providing gola 75x75 mm in cement concrete 1:2:4 (1 cement : 2 coarse sand : 4 stone aggregate 10mm and down grade) including finishing with cement mortar 1:3 (1 cement : 3 fine sand) as per standard design : | metre | 68 | 680.95 | 46305
92 | PWD | PWD BLD | 2015 | 10.42 | Making khurras 45x45 cm with average minimum thickness of 5 cm cement concrete 1:2:4 (1 cement : 2 coarse sand : 4 graded stone aggregate of 20 mm nominal size) over P.V.C. sheet 1mx1mx650 micron thick (0.65mm), finished with 12mm cement plaster 1:3 (1 cement : 3 coarse sand) and a coat of neat cement rounding the edge sand making and finishing the outlet complete. | each | 205 | 6 | 1230
93 | PWD | PWD BLD | 2015 | 10.54 | Extra for sunk or raised mouldings in the Gypsum board/ plaster of paris false ceiling. | sqm | 185 | 1316.8 | 243608
94 | PWD | PWD BLD | 2015 | 10.61 | Providing and fixing at all height false ceiling consisting of frame work "W" / "U" / "L" sections made of G.I. sheet with zinc coating of grade 120 consisting of angle cleats of size 25mm wide x 1.6mm thick with flanges of 22mm and 37mm at 1200mm centre to centre one flange fixed to the ceiling with dash fastener 12.5mm diax40mm long with 6mm dia bolts to the angle hangers of 25x25x0.55mm of required length, and other end of angle hanger being fixed with nut and bolts to G.I. channels 45x15x0.9mm running at the rate of 1200mm centre to centre to which the ceiling section 0.5mm thick button wedge of 80mm with tapered flanges of 26mm each having clips of 10.5mm at 450mm centre to centre shall be fixed in a direction perpendicular to G.I. channel with connecting clips made out of 2.64mm diax230mm long G.I. wire at every junction including fixing the gypsum board with ceiling section and perimeter channels 0.55mm thick 27mm high having flanges of 20mm and 30mm long, the perimeter of ceiling fixed to wall/partition with the help of rawl plugs at 450mm centre to centre with 25mm long drive-all screws @ 230mm interval including jointing and fixing to a flush finish of tapered and square edges of the board with recommended filler, jointing tapes, finisher and two coats of primer suitable for board as per manufactures specification and also including the cost of making openings for light fittings, grills, diffusers, cutouts made with frame of perimeter channels suitably fixed including providing and fixing 12.5 mm thick tapered edge gypsum board conforming to IS: 2095- Part-I all complete as per drawing and specification and direction of the Engineer in Charge but excluding the cost of painting. | sqm | 658 | 1316.8 | 866454
95 | PWD | PWD BLD | 2015 | 11.1.2 | Plastering and Pointing Work Providing and making 6mm thick cement plaster of mix: In Cement mortar 1:4 (1 cement : 4 fine sand) | sqm | 87 | 3433.18 | 298687
96 | PWD | PWD BLD | 2015 | 11.2.4 | Providing and making 12mm thick cement plaster of mix: In Cement Mortar 1:6 (1 cement : 6 fine sand) | sqm | 91.5 | 3127.37 | 286154
97 | PWD | PWD BLD | 2015 | 11.3.4 | Providing and making 15mm thick cement plaster on the rough side of single or half brick wall of mix: In Cement Mortar 1:6 (1 cement : 6 fine sand) | sqm | 107 | 4239.19 | 453593
98 | PWD | PWD BLD | 2015 | 11.5 | Neat Cement punning. | sqm | 33 | 482.52 | 15923
99 | PWD | PWD BLD | 2015 | 11.7 | Providing and making 18 mm thick cement plaster with under layer of 12mm thick cement plaster 1:5 (1 cement : 5 fine sand) finished with a top layer of 6mm thick cement plaster 1:3 (1 cement : 3 fine sand). | sqm | 163 | 2360.52 | 384765
100 | PWD | PWD BLD | 2015 | 11.11 | Extra for plastering of exterior walls when height exceeds 10m above ground level for every additional height of 3.0m or part thereof. | sqm | 22.5 | 783.04 | 17618
101 | PWD | PWD BLD | 2015 | 11.30.1 | Moulding cornices and cover. Straight cornices in their length | sqm | 69 | 12.33 | 851
102 | PWD | PWD BLD | 2015 | 11.30.2 | Curved cornices in their length | sqm | 91.5 | 12.33 | 1128
103 | PWD | PWD BLD | 2015 | 11.32.4 | Providing and making 18 mm thick plain cement mortar band in cement mortar 1:4 (1 cement : 4 fine sand) per cm width: Drip course | metre | 3.6 | 575.6 | 2072
104 | PWD | PWD BLD | 2015 | 11.40 | Making grove in cement plaster while plastering upto10 mm deep and 10 mm wide. | metre | 1.3 | 592.56 | 770
105 | PWD | PWD BLD | 2015 | 11.41 | Providing and fixing chicken mesh weighting not less than 250 gms/ sqm as per IS : specification in the required width with 40mm long steel nails on vertical and horizontal surface near R.C.C. and brick walls junctions including scaffolding and all lead and lifts etc. complete before plastering upto 10mts in height. | sqm | 86 | 1991.88 | 171302
106 | PWD | PWD BLD | 2015 | 12.3.2 | Flooring Work Cement concrete flooring with cement concrete 1:2:4 (1 cement : 2 coarse sand : 4 graded stone aggregate 20mm) finished with a floating coat of neat cement. 50 mm thick | sqm | 254 | 599.32 | 152227
107 | PWD | PWD Road | 2015 | 12.37.3 | Chequered precast cement concrete tiles 22mm thick in footpath & courtyard jointed with neat cement slurry mixed with pigment to match the shade of tile including cleaning of joint etc complete on 20 mm thick bed of cement mortar 1:4 (1 cement :4 coarse sand) : Dark shade using ordinary | sqm | 518 | 154.7 | 80135
108 | PWD | PWD BLD | 2015 | 12.44 | Extra for nosing in Granite stone for treads. | metre | 126 | 144 | 18144
109 | PWD | PWD BLD | 2015 | 12.46.1 | 15 mm thick Table rubbed polished Granite stone slab in risers and treads of steps skirting dado and pillars laid on 12mm (Average) thick base of cement mortar 1:3 (1 cement : 3 coarse sand) and jointed with grey cement slurry including rubbing and polishing etc. complete (single stone is to be used for risers and treads of steps and width of stone for skirting and dado shall be equal to the height of skirting & dado and length of 1.0 m). Granite stone grey/Pink | sqm | 1869 | 122.16 | 228317
110 | PWD | PWD BLD | 2015 | 12.46.2 | Granite stone Black | sqm | 2719 | 21.6 | 58730
111 | PWD | PWD BLD | 2015 | 12.74.1 | Providing and fixing rectified glazed ceramic floor tiles of 1st quality conforming to IS:15622-2017 of approved make, in all colours, shades overs 20mm thick bed of cement Mortar 1:3 (1 cement:3 coarse sand) and jointing with grey cement slurry @ 3.3Kg per sqm including pointing in white cement mixed with matching pigment complete. Size 300x300mm thickness 7 to 8 mm | sqm | 779 | 346.72 | 270095
112 | PWD | PWD BLD | 2015 | 12.75.1 | Providing and fixing rectified glazed ceramicWall/Dado tiles of 1st quality conforming to IS:15622-2017 of approved make, in all colours, shades overs 12mm thick bed of cement Mortar 1:3 (1 cement:3 coarse sand) and jointing with grey cement slurry @ 3.3Kg per sqm including pointing in white cement mixed with matching pigment complete. Size 300x450mm thickness 7 to 8 mm | sqm | 710 | 780.74 | 554325
113 | PWD | PWD BLD | 2015 | 12.75.3 | Size 400x 800mm thickness 7 to 9 mm | sqm | 897 | 43.2 | 38750
114 | PWD | PWD BLD | 2015 | 12.79.2 | Providing and laying DOUBLE/MULTI CHARGE (minimum 2.0mm thick layer) VITRIFIED floor tiles with water absortion less than 0.05% and conforming to IS:15622-2017 of 1st quality of approved make in all colours, shades and size mentioned below (+/- 10mm) laid on 20mm thick cement mortal 1:4 (1 cement : 4 coarse sand) including grouting the joints with white cement and matching pigments etc. complete. Size 800x800mm thickness 9 to 10 mm | sqm | 1343 | 2294.03 | 3080882
115 | PWD | PWD BLD | 2015 | 13.4.2 | 15mm thick Granite work (machine cut, table rubbed & mirror polished) for wall lining (veneer work) in cement mortar 1:3 (1 cement : 3 coarse sand) including pointing with cement mortar 1:2 (1 white cement: 2 marble dust) mixed with matching pigment. (Area of slab should be over 0.5 sqm). Granite stone black | sqm | 2771 | 59.04 | 163600
116 | PWD | PWD BLD | 2015 | 13.6.2 | 15mm thick Granite work (machine cut, table rubbed & mirror polished) for kitchen platform, vanity counters, window sills and similar locations of required size laid over 20mm thick base cement mortar 1:4 (1 cement : 4 coarse sand) including joints treated with white cement mixed with matching pigment including rubbing and polishing to edge moulding to give high gloss finish. Granite stone black | sqm | 3279 | 256.485 | 841014
117 | PWD | PWD BLD | 2015 | 13.17.2 | Providing and fixing 15mm thick Granite (machine cut, table rubbed & mirror polished on both sides) for partition curtain in toilets or similar locations of required size in wall with cement mortar 1:4 (1 cement : 4 coarse sand) including cutting chase in wall and joint with wall treated with white cement mixed with matching pigment including rubbing and polishing to edge moulding to give high gloss finish. Granite stone black | sqm | 2924 | 7.08 | 20702
118 | PWD | PWD BLD | 2015 | 13.19.2 | Extra for providing edge moulding to 15mm thick stone counters, vanities etc. including machine polishing to edge to give high gloss finish etc. complete as per design approved by Engineer-in-Charge. Granite work | metre | 172 | 1452.6 | 249847
119 | PWD | PWD BLD | 2015 | 13.20 | Extra for fixing marble /granite stone in facia and drops of width upto 150 mm with epoxy resin based adhesive instead of cement mortar including cleaning etc. complete. | metre | 257 | 52.5 | 13493
120 | PWD | PWD BLD | 2015 | 13.21 | Extra for making opening of required size & shape for wash basins/ kitchen sink in kitchen platform, vanity counters and similar location in marble/Granite/stone work including making necessary holes for pillar taps etc. including rubbing and polishing of cut edges etc. complete. | each | 253 | 80 | 20240
121 | PWD | PWD BLD | 2015 | 13.24.1 | Providing and fixing one side polished 25 mm thick RAJIM SAND STONE shelves fixed in walls in cement mortar 1:3 (1 cement : 3 coarse sand) including finishing complete. One side polished | sqm | 331 | 34.14 | 11300
122 | PWD | PWD BLD | 2015 | 14.56 | Providing and applying 2mm thick white cement based polymeric Exterior grade Putty with minimum 3 coats applied @ 5.4 kg/ 10Sqm as per relevant IS code 17545:2021 (Product such as Birla wall care, Asian trucare,JK wall putty, Berger Bison wall putty) to make the surface smooth and even with all tools tackles and labour etc. complete for the work. | sqm | 86 | 9365.35 | 805420
123 | PWD | PWD BLD | 2015 | 14.60 | Providing and applying of Acrylic primer on all surface applied @ 0.80 litrs/10 sqm as per relevant I.S. code 15489:1974 ( Product such as Asian Spark/suprimo , J.K. Primer, Dulux Acrylic Primer) with all tools tackles and labour etc. complete for the work. | sqm | 37 | 11574.35 | 428251
124 | PWD | PWD BLD | 2015 | 14.64 | Providing and applying Premium plastic emulsion paint with roller application minimum three coats applied @ 0.75 lit / 10Sqm up to final finish as per relevant I.S. Code 15489:2013 Type -1 Class D & C ( Glossy and Semi Glossy Finish) of required shade (Product such as Asian Apcolite Premium , Dulux Super Cover, Berger Easy Clean ,Nippon Breezee Metex Gold, Opus I-50 / Calista) inclusive of providing abro tape on edges and article and cleaning of door, windows, floor and surface as required with all tools tackles and labour etc. complete for the work.(with 3 year Warranty) | sqm | 84 | 8858.45 | 744110
125 | PWD | PWD BLD | 2015 | 14.68 | Providing and applying on exterior surface with PREMIUM Exterior emulsion paint of required shade to give protective and water proof finish minimum 3 coats applied @ 1.40 lit / 10Sqm up to final finish as per relevant I.S. Code 15489:2013 Type -2 Class D , C (Glossy /Semi Glossy finish ) (Product such as Asian Apex ,Dulux Weather Shield Prima E900 , Berger Weathercoat Antidust , Nerolac Everlas Excel , Nippon Sumo Etra, Opus True flex) inclusive of providing abro tape on edges and articleand cleaning of door, windows, floor and surface as required with all tools tackles and labour etc. complete for the work.(With 3Year Warranty.) | sqm | 84 | 3661.65 | 307579
126 | PWD | PWD BLD | 2015 | 14.72 | Providing and applying Glossy finish Enamel paint mimimum 2 coats in all surface applying @ 0.75 lit/ 10 Sqm up to required finish as per relevent I.S. code 2932: 2013 of (Product such as Asian Apcolite Premium Enamel , Dulux Promise Premium Enamel , Nerolac Synthatic Enamel, Opus Prime enamel ) inclusive of providing abro tape on edges and article and cleaning of door, windows, floor and surface as required with all tools tackle and labour etc. complete for the work. | sqm | 120 | 922.8 | 110736
127 | PWD | PWD BLD | 2015 | 14.80 | Providing and applying Polishing in high gloss/matt finish MELAMINE CLEAR POLISH on wood work in required color/wooden shade texture with following process in the sequence as detailed below:1.The surface to be polished is rubbed with sand paper 80/120 no. & then with sand paper of 160/180 nos.2.Applying two coats of sealer with spray gun and allowing sufficient drying time for 1st coat and 2nd coat is allowed to dry for 8 to 12 hrs.3.On drying of sealer coat, wet rubbing with emery cloth of finer grading with ample water to remove excess sealer layer and make the surface further smooth after this wet rubbing,then surface is applied with special grade melamine fillers to fill all the small and big holes/grooves etc. Filler coat to be allowed to dry for 4 to 6 hrs on which again a light wet rubbing is done this surface is further allowed to dry for 12 hrs.4.On this, 1st coat of melamine polish is applied with spray gun using melamine clear polishand melamine thinner in required proportion. This 1st coat is allowed to dry for 24 hrs then this dry surface is again fine wet rubbed smooth, which is further allowed to dry for 12 hrs.The final melamine polish is applied with compressor pressure spray gun using melamine clear polish and melamine thinner mixed in required proportion complete as per direction of Engineer-in-Charge. Final coat to be done in 2 layers without gap of time. inclusive of providing abro tape on edges and article and cleaning of adjucent surface with all tools, tackles and labour etc. complete for the work. | sqm | 799 | 808 | 645592
128 | PWD | PWD BLD | 2015 | 18.4.3 | Providing and fixing vitreous china water closet (European type W.C. pan) with white ISI marked plastic seat and lid, 10 litre low level white P.V.C. flushing cistern (same colour), conforming to IS : 7231, with all fittings and fixtures complete including cutting and making good the walls and floors wherever required : White wall hung type | each | 4415 | 25 | 110375
129 | PWD | PWD BLD | 2015 | 18.10.2 | Providing and fixing 15 mm nominal bore uplasticised PVC connection pipe with PTMT nuts and PVC bush of approved quality and colour: 45 CM length | each | 66.5 | 49 | 3259
130 | PWD | PWD BLD | 2015 | 18.13.1 | Providing and fixing white vitreous china urinal basin with waste fitting as per IS : 2556, and other couplings in C.P. brass complete: Flat back half stall urinal of size 460x380x250mm | each | 1776 | 12 | 21312
131 | PWD | PWD BLD | 2015 | 18.17.5 | Providing and fixing vitreous china wash basin with C.I. brackets, 32 mm C.P. brass waste of standard pattern, including painting of brackets, cutting and making good the walls wherever required : White Oval or round size 550x400mm. | each | 1605 | 37 | 59385
132 | PWD | PWD BLD | 2015 | 18.21.2 | Providing and fixing Stainless Steel A ISI 304 (18/8) kitchen sink with drain board as per IS 13983 with C.I. brackets and stainless steel plug 40 mm including painting of fittings and brackets, cutting and making good the walls wherever required : 1040x510 mm bowl size 460x410x200mm | each | 8539 | 3 | 25617
133 | PWD | PWD BLD | 2015 | 18.25.2 | Providing and fixing flexible P.V.C. waste pipe for sink or wash basin including P.V.C. waste fittings complete. 40 mm dia | each | 88.5 | 49 | 4337
134 | PWD | PWD BLD | 2015 | 18.26.2 | Providing and fixing PVC waste coupling in wash basin/ sink. 40 mm | each | 61 | 49 | 2989
135 | PWD | PWD BLD | 2015 | 18.30.1 | Providing and fixing mirror of superior glass (of approved quality) and of required shape and size with plastic moulded frame of approved make and shade with 6 mm thick hard board backing : 5mm Thick Mirror | Sqm | 2016 | 18 | 36288
136 | PWD | PWD BLD | 2015 | 18.76.1 | Providing and fixing on wall face or under floor UV stabilized Unplasticised Rigid PVC pipes (single socketed) having 3.2mm wall thickness conforming to IS : 13592 (4kg/sqcm) including required couplers, jointing with seal ring conforming to IS : 5382 leaving 10 mm gap for thermal expansion etc complete. 75 mm dia pipe. | metre | 182 | 232.4 | 42297
137 | PWD | PWD BLD | 2015 | 18.76.2 | 100 mm dia pipe. | metre | 267 | 414.4 | 110645
138 | PWD | PWD BLD | 2015 | 18.76.3 | 150 mm dia pipe. | metre | 440 | 503 | 221320
139 | PWD | PWD BLD | 2015 | 18.77.1.1 | Providing and fixing on wall face UV stabilized Unplasticised - PVC moulded fittings/ accessories having 3.2mm wall thickness for Rigid PVC pipes conforming to IS : 13592 (heavy) jointing with seal ring conforming to IS : 5382 leaving 10 mm gap for thermal expansion. 75 mm | each | 113 | 48 | 5424
140 | PWD | PWD BLD | 2015 | 18.77.1.2 | 110 mm | each | 154 | 48 | 7392
141 | PWD | PWD BLD | 2015 | 18.77.1.3 | 150 mm | each | 273 | 48 | 13104
142 | PWD | PWD BLD | 2015 | 18.77.2.1 | Double "Y" with or without door 75mm | each | 129 | 146 | 18834
143 | PWD | PWD BLD | 2015 | 18.77.2.2 | 110 mm | each | 224 | 146 | 32704
144 | PWD | PWD BLD | 2015 | 18.77.3.1 | Vent covel 75mm | each | 34 | 24 | 816
145 | PWD | PWD BLD | 2015 | 18.77.3.2 | Vent covel 110mm | each | 44 | 24 | 1056
146 | PWD | PWD BLD | 2015 | 18.77.4.1 | Access Door Cap 75mm | each | 49.5 | 24 | 1188
147 | PWD | PWD BLD | 2015 | 18.77.4.2 | 110mm | each | 59 | 24 | 1416
148 | PWD | PWD BLD | 2015 | 18.77.5 | P trap 110mmx110mm long | each | 227 | 24 | 5448
149 | PWD | PWD BLD | 2015 | 18.77.6 | Nahani trap 110x75mm | each | 90.5 | 29 | 2625
150 | PWD | PWD BLD | 2015 | 18.78.1 | Providing and fixing UV stabilized Unplasticised -PVC pipe clips of approved design to Rigid PVC pipes by means of 50x50x50mm hard wood plugs, screwed with M.S. screws of required length including cutting brick work and fixing in cement mortar 1:4 (1 cement : 4 coarse sand) and making good the wall etc. complete. 75 mm | each | 57 | 128 | 7296
151 | PWD | PWD BLD | 2015 | 18.78.2 | 110 mm | each | 61 | 128 | 7808
152 | PWD | PWD BLD | 2015 | 19.5.1 | Providing and fixing Chlorinated Polyvinyl Chloride (CPVC) pipes, having thermal stability for hot & cold water supply including all CPVC plain & brass threaded fittings i/c fixing the pipe with clamps at 1.00 m spacing. This includes jointing of pipes & fittings with one step CPVC solvent cement and the cost of cutting chases and making good the same including testing of joints complete as per direction of Engineer in Charge. CONCEALED WORK including cutting chases and making good the walls etc., 15 mm nominal outer dia .Pipes. | metre | 133 | 87.5 | 11638
153 | PWD | PWD BLD | 2015 | 19.5.2 | 20 mm nominal outer dia .Pipes. | metre | 167 | 137.5 | 22963
154 | PWD | PWD BLD | 2015 | 19.5.3 | 25 mm nominal outer dia .Pipes. | metre | 213 | 187.5 | 39938
155 | PWD | PWD BLD | 2015 | 19.6.4 | Providing and fixing Chlorinated Polyvinyl Chloride (CPVC) pipes, having thermal stability for hot & cold water supply including all CPVC plain & brass threaded fittings. This included jointing of pipes & fittings with one step CPVC solvent cement, trenching, refilling & testing of joints complete as per direction of Engineer in Charge. EXTERNAL WORK 32 mm nominal outer dia pipes | metre | 228 | 208.75 | 47595
156 | PWD | PWD BLD | 2015 | 19.6.5 | 40 mm nominal outer dia pipes | metre | 300 | 50 | 15000
157 | PWD | PWD BLD | 2015 | 19.6.6 | 50 mm nominal outer dia pipes | metre | 476 | 137.5 | 65450
158 | PWD | PWD BLD | 2015 | 19.9.1 | Providing and laying in trenches G.I. pipes medium class complete with G.I. fittings including excavation of trenches, refilling the same and testing of joints complete: 15 mm Dia nominal bore | metre | 131 | 20 | 2620
159 | PWD | PWD BLD | 2015 | 19.9.2 | 20 mm Dia nominal bore | metre | 159 | 35 | 5565
160 | PWD | PWD BLD | 2015 | 19.9.4 | 32 mm Dia nominal bore | metre | 272 | 50 | 13600
161 | PWD | PWD BLD | 2015 | 19.9.6 | 50 mm Dia nominal bore | metre | 398 | 150 | 59700
162 | PWD | PWD BLD | 2015 | 19.9.8 | 80 mm Dia nominal bore | metre | 639 | 100 | 63900
163 | PWD | PWD BLD | 2015 | 19.10.2 | Making connection of G.I. distribution branch in G.I. main of following sizes by providing and fixing tee, including cutting and threading the pipe etc. complete: (dia of main line to be measured) 32 mm Dia nominal bore | each | 224 | 4 | 896
164 | PWD | PWD BLD | 2015 | 19.10.4 | 50 mm Dia nominal bore | each | 347 | 4 | 1388
165 | PWD | PWD BLD | 2015 | 19.10.6 | 80 mm Dia nominal bore | each | 632 | 2 | 1264
166 | PWD | PWD BLD | 2015 | 19.11.4 | Providing and fixing G.I. Union in G.I. pipe (New work) including cutting and threading the pipe and making long screws etc. complete: 32 mm nominal | each | 148 | 4 | 592
167 | PWD | PWD BLD | 2015 | 19.11.5 | 40 mm nominal | each | 169 | 2 | 338
168 | PWD | PWD BLD | 2015 | 19.11.6 | 50 mm nominal bore | each | 250 | 2 | 500
169 | PWD | PWD BLD | 2015 | 19.13.2 | Providing and fixing 15 mm nominal bore Brass bib/stop cock of approved quality: Bib cock (350 grams) | each | 237 | 4 | 948
170 | PWD | PWD BLD | 2015 | 19.13.3 | Stop cock (350 grams) | each | 237 | 4 | 948
171 | PWD | PWD BLD | 2015 | 19.14.2 | Providing and fixing 15 mm nominal bore C.P. brass fittings of approved make and conforming to IS:8931 including C.P. brass extension if required: Long nose bib cock (500 grams) | each | 455 | 25 | 11375
172 | PWD | PWD BLD | 2015 | 19.14.3 | Long body bib cock (500 grams) | each | 426 | 25 | 10650
173 | PWD | PWD BLD | 2015 | 19.14.4 | Piller Cock (400 grams) | each | 398 | 37 | 14726
174 | PWD | PWD BLD | 2015 | 19.14.5 | Two way bib cock (800 grams) | each | 708 | 25 | 17700
175 | PWD | PWD BLD | 2015 | 19.14.7 | Angle valve for basin mixer and geyser points (450 grams) | each | 382 | 49 | 18718
176 | PWD | PWD BLD | 2015 | 19.14.8 | Basin mixer pillar tap with spout (1000 grams) | each | 1248 | 3 | 3744
177 | PWD | PWD BLD | 2015 | 19.14.12 | Bottle trap set with extension pipes | each | 473 | 49 | 23177
178 | PWD | PWD BLD | 2015 | 19.14.14 | Soap dish plate | each | 163 | 37 | 6031
179 | PWD | PWD BLD | 2015 | 19.14.19 | Health foscet (hand jet) with flexible connection pipe (for WC) | Set | 774 | 1 | 774
180 | PWD | PWD BLD | 2015 | 19.14.15 | Shower rose (revolving type) (150mm) | each | 269 | 9 | 2421
181 | PWD | PWD BLD | 2015 | 19.14.17 | Towel ring (150 mm dia) | each | 254 | 18 | 4572
182 | PWD | PWD BLD | 2015 | 19.14.19 | Health foscet (hand jet) with flexible connection pipe (for WC) | Set | 774 | 24 | 18576
183 | PWD | PWD BLD | 2015 | 19.15 | Providing and fixing stainless steel drain jali of approved make/quality. | each | 51 | 78 | 3978
184 | PWD | PWD BLD | 2015 | 19.16.2 | Providing and fixing brass/ gun metal gate valve with C.I. wheel of approved quality (screwed end): 32 mm nominal bore | each | 510 | 4 | 2040
185 | PWD | PWD BLD | 2015 | 19.16.3 | 40 mm nominal bore | each | 596 | 4 | 2384
186 | PWD | PWD BLD | 2015 | 19.16.4 | 50 mm nominal bore | each | 762 | 2 | 1524
187 | PWD | PWD BLD | 2015 | 19.17.2 | Providing and fixing ball valve (brass) of approved quality, High or low pressure, with plastic floats complete : 20 mm nominal bore | each | 394 | 8 | 3152
188 | PWD | PWD BLD | 2015 | 19.19.2 | Providing and fixing gun metal non- return valve (vertical type) of approved quality (screwed end) : 32 mm nominal bore | each | 608 | 3 | 1824
189 | PWD | PWD BLD | 2015 | 19.19.4 | 50 mm Dia nominal bore | each | 1088 | 2 | 2176
190 | PWD | PWD BLD | 2015 | 19.19.6 | 80 mm Dia nominal bore | each | 2758 | 2 | 5516
191 | PWD | PWD BLD | 2015 | 19.42 | Providing and placing on terrace (at all floor levels) polyethylene water storage tank ISI : 12701 marked with cover and suitable locking arrangement and making necessary holes for inlet, outlet and overflow pipes but without fittings and the base support for tank | litre | 7.3 | 22000 | 160600
192 | PWD | PWD BLD | 2015 | 19.43 | Cutting holes upto 30x30 cm in walls including making good the same : | each | 125 | 124 | 15500
193 | PWD | PWD BLD | 2015 | 19.44 | Cutting holes upto 15x15 cm in R.C.C. floors and roofs for passing drain pipe etc. and repairing the hole after insertion of drain pipe etc. with cement concrete 1:2:4 (1 cement : 2 coarse sand : 4 graded stone aggregate 20 mm nominal size) including finishing complete so as to make it leak proof. | each | 94 | 120 | 11280
194 | PWD | PWD BLD | 2015 | 20.3.3 | Providing and fixing square-mouth S.W. gully trap grade 'A'’ complete with C.I. grating brick masonry chamber with well burnt modular clay bricks crushing strength not less than 35kg/cm2, water tight C.I. cover with frame of 300 x300 mm size (inside) the weight of cover to be not less than 4.50 kg and frame to be not less than 2.70 kg as per standard design : 180x150 mm size P type | each | 1504 | 6 | 9024
195 | PWD | PWD BLD | 2015 | 20.6.2 | Providing, lowering, laying, aligning, fixing in position at and jointing at all level/ depths ISI marked HDPE pipes of PE-100 grade and PN 6 for sewer application as per IS 14333-1996 (amended upto date) in trenches in complete including all material, labour, testing and commissioning as per direction of Engineer. Note : E/w to be measured and paid separately. 150mm Dia | metre | 771 | 120 | 92520
196 | PWD | PWD BLD | 2015 | 20.6.3 | 200 mm Dia | metre | 1165 | 50 | 58250
197 | PWD | PWD BLD | 2015 | 20.7.4 | Constructing brick masonry manhole with well burnt modular clay bricks crushing strength not less than 35kg/cm2 in cement mortar 1:4 ( 1 cement : 4 coarse sand), R.C.C. top slab with 1:2:4 mix (1 cement : 2 coarse sand : 4 graded stone aggregate 20 mm nominal size), foundation in cement concrete 1:4:8 mix (1 cement : 4 coarse sand : 8 graded stone aggregate 40mm nominal size) inside plastering 12mm thick with cement mortar 1:3 (1 cement : 3 coarse sand) finished with floating coat of neat cement and making channels in cement concrete 1:2:4 (1 cement : 2 coarse sand : 4 graded stone aggregate 20mm nominal size) finished with a floating coat of neat cement complete as per standard design : Inside size 90x80 cm and 45 cm deep including RCC cover with frame 450x600 mm internal dimensions. | each | 5595 | 16 | 89520
198 | PWD | PWD BLD | 2015 | 20.7.5 | Inside size 120x90 cm and 90 cm deep including RCC cover with frame 500 mm internal diameter. | each | 9182 | 4 | 36728
199 | PWD | PWD BLD | 2015 | 20.8.1 | Extra for depth for manholes Size 90x80 cm | metre | 3755 | 11.8 | 44309
200 | PWD | PWD BLD | 2015 | 20.8.2 | Size 120x90 cm | metre | 4473 | 1.2 | 5368
201 | PWD | PWD BLD | 2015 | 20.11.1 | Providing M.S. foot rests including fixing in manholes with 20x20x10 cm cement concrete blocks 1:3:6 (1 cement : 3 coarse sand : 6 graded stone aggregate 20 mm nominal size) as per standard design: With 20x20 mm square bar | each | 168 | 40 | 6720
202 | PWD | PWD BLD | 2015 | 20.15.1 | Providing and fixing in position precast R.C.C. manhole cover and frame L D- 2.5 of required shape and approved quality Rectangular shape 600x450mm internal dimensions | each | 1031 | 2 | 2062
203 | PWD | PWD BLD | 2015 | 20.16.1 | Providing and fixing in position precast R.C.C. manhole cover and frame M D- 10 of required shape and approved quality Square shape 450mm internal dimension | each | 967 | 2 | 1934
204 | PWD | PWD BLD | 2015 | 20.25 | Providing and constructing brick masonry road gully chamber 50x45x60 cm with well burnt modular clay bricks crushing strength not less than 35kg/cm2 in cement mortar 1:4 (1 cement : 4 coarse sand) including 500x450 mm precast R.C.C. horizontal grating with frame complete as per standard design. | each | 2872 | 10 | 28720
205 | PWD | PWD BLD | 2015 | 20.31 | Providing and constructing soak pit 1.20x1.20x1.20m filled with brickbats including S.W. drain pipe 100 mm diameter and 1.20 m long complete as per standard design. | each | 1709 | 2 | 3418
206 | PWD | PWD BLD | 2015 | 21.1.1.3 | RAIN WATER HARVESTING & TUBEWELLS Boring/drilling bore well perfectly vertical for the specified depth suitable to receive required dia for casing/ strainer pipe, by suitable method prescribed in IS: 2800 (part I), including collecting samples from different strata, preparing and submitting strata chart/bore log, including hire & running charges of all equipments, tools, plants & machineries required for the job, all complete as per direction of Engineer–in-charge upto 90 metre depth below ground level. All types of soil 150 mm dia. | metre | 339 | 50 | 16950
207 | PWD | PWD BLD | 2015 | 21.1.1.4 | 200 mm dia. | metre | 371 | 50 | 18550
208 | PWD | PWD BLD | 2015 | 21.1.2.3 | Rocky strata including Boulders. 150 mm dia. | metre | 396 | 130 | 51480
209 | PWD | PWD BLD | 2015 | 21.1.2.4 | 200 mm dia. | metre | 457 | 12 | 5484
210 | PWD | PWD BLD | 2015 | 21.2.2.3 | Boring/drilling bore well perfectly vertical for the specified depth suitable to receive required dia for casing/ strainer pipe, by suitable method prescribed in IS: 2800 (part I), including collecting samples from different strata, preparing and submitting strata chart/bore log, including hire & running charges of all equipments, tools, plants & machineries required for the job, all complete as per direction of Engineer–in-charge beyond 90 metre & upto 150 metre depth below ground level. Rocky strata including Boulders. 150 mm dia. | metre | 424 | 130 | 55120
211 | PWD | PWD BLD | 2015 | 21.5.3 | Supplying, assembling, lowering and fixing in vertical position in bore well, ISI marked G.I. casing pipe (Plain) medium class in 4 to 7 meters length one end fitted with socket as per IS: 1239 (Part-1&Part-2) 1992 with IVth revision (Up-to-date amendments), of reputed & approved make, including required hire & labour charges, fittings & accessories, all complete, for all depths, as per direction of Engineer- in-charge. 150 mm nominal dia | metre | 1304 | 56 | 73024
212 | PWD | PWD BLD | 2015 | 21.6.3 | Supplying, assembling, lowering and fixing in vertical position in bore well, slotted casing pipe made from ISI marked G.I. pipe (Plain) medium class in 4 to 7 meters length one end fitted with socket as per IS: 1239 (Part-1&Part-2) 1992 with IVth revision (having slot of size 1.6/3.2 mm), of reputed and approved make, including hire & labour charges, fittings & accessories, all complete, for all depths, as per direction of Engineer-in-charge. 150 mm nominal dia | metre | 1317 | 56 | 73752
213 | PWD | PWD BLD | 2015 | 21.11.3 | Providing and fixing suitable size threaded mild steel cap or spot welded plate to the top of bore well housing/ casing pipe, removable as per requirement, all complete for bore well of: 150 mm dia | each | 217 | 4 | 868
214 | PWD | PWD BLD | 2015 | 21.12.3 | Providing and fixing M.S. clamp of required dia to the top of casing/ housing pipe of tube well as per IS: 2800 (part I), including necessary bolts & nuts of required size complete. 150 mm clamp. | each | 1055 | 4 | 4220
215 | PWD | PWD BLD | 2015 | 21.14.1 | Supplying, filling, spreading & leveling stone boulders/ Gravels/ Coarse sand, in recharge pit, in the required layers and thickness, for all leads & lifts, all complete as per direction of Engineer-in-charge. (excavation of pit will be paid separately). Stone boulders of size range 5 cm to 20 cm, in recharge pit | cum | 863 | 18.84 | 16259
216 | PWD | PWD BLD | 2015 | 21.14.2 | Gravels of size range 5 mm to 10 mm, over the existing layer of boulders | cum | 806 | 18.84 | 15185
217 | PWD | PWD BLD | 2015 | 21.14.3 | Coarse sand of size range 1.5 mm to 2 mm over existing layer of gravel | cum | 471 | 18.84 | 8874
218 | PWD | PWD BLD | 2015 | 21.17 | Carrying out the resistivity survey by VES method using Schlumberger configuration for locating the proper spot for drilling of tube well within the selected habitation, including photography, interpretation of resistivity data and submission of report in the desired format along with resistivity readings, necessary graph and photographs. (only successful point is payable) | point | 1502 | 4 | 6008
219 | PWD | PWD BLD | 2015 | 21.18 | Providing and fixing filter of minimum 100 litre capacity for roof top rain water harvesting through tube well consisting of two layered HDPE tank with five layers (each layers of minimum 100 mm) consist of coarse sand, 4mm, 6mm, 8mm & 12 mm gravels with stainless steel wire mesh fixed between each layer with suitable length and sufficient numbers of 110 mm dia PVC pipe pieces in the bottom of tank to support the above layer including fixing of inlet and out let P.V.C. pipe of required diameter upto 2 metre length on each side, Cement Concrete plateform of required size complete as directed by Engineer in charge. (excluding cost of tubewell and inlet and outlet pipe beyond 2 metre) | litre | 18.5 | 1000 | 18500
220 | PWD | PWD BLD | 2015 | 22.2 | Supplying and stacking of good earth at site including royalty, loading, unloading and carriage upto 10 km (earth measured in stacks will be reduced by 20% for payment). | cum | 201 | 43.2 | 8683
221 | PWD | PWD BLD | 2015 | 22.3 | Supplying and stacking sludge at site including royalty, loading, unloading and carriage upto 5 km (sludge measured in stacks will be reduced by 8% for payment). | cum | 248 | 14.58 | 3616
222 | PWD | PWD BLD | 2015 | 22.5 | Rough dressing the trenched ground including breaking clods. | sqm | 0.5 | 90 | 45
223 | PWD | PWD BLD | 2015 | 22.6 | Uprooting weeds from the trenched area after 10 to 15 days of its flooding with water including disposal of uprooted vegetation. | sqm | 1.6 | 90 | 144
224 | PWD | PWD BLD | 2015 | 22.7 | Fine dressing the ground | sqm | 1.1 | 90 | 99
225 | PWD | PWD BLD | 2015 | 22.8 | Spreading of sludge, dump manure or/and good earth in required thickness (Cost of sludge, dump manure or/ and good earth to be paid separately). | cum | 17.5 | 57.78 | 1011
226 | PWD | PWD BLD | 2015 | 22.9 | Mixing earth and sludge or manure in proportion specified or directed. | cum | 11 | 57.78 | 636
227 | PWD | PWD BLD | 2015 | 22.10.3 | Grassing with ‘Doob’ grass including watering and maintenance of the lawn for 30 days or more till the grass forms a thick lawn free from weeds and fit for mowing including supplying good earth if needed (the good earth shall be paid for separately). In rows 5 cm apart in either direction. | sqm | 6.6 | 90 | 594
228 | PWD | PWD BLD | 2015 | 22.19 | Edging with modular well burnt clay bricks of crushing strength not less than 25kg/ sqcm laid dry length wise including excavation, refilling, consolidating with hand packing and spreading neatly surplus earth within a lead of 50 m : | metre | 28.5 | 80.1 | 2283
229 | PWD | PWD BLD | 2015 | 22.25.1 | Providing and planting following herbs in garden including preparation of soil, base plantation, providing and spreading different fertilizers, soil and sand: Hedges like Alife, Dorenta, Tikoma etc | each | 14 | 350 | 4900
230 | PWD | PWD BLD | 2015 | 22.25.2 | Furn like Arica, China etc (3 year old) | each | 125 | 180 | 22500
231 | PWD | PWD BLD | 2015 | 22.25.3 | Hibiscus (Flower)/ Rose | each | 26.5 | 250 | 6625
232 | PWD | PWD BLD | 2015 | 22.25.4 | Carpet grass | each | 263 | 210 | 55230
233 | PWD | PWD BLD | 2015 | 23.1.2 | Supply, erection, jointing, testing & commissioning of "C" Class MS pipes (as per IS: 1239) including necessary specials such as tees, bends, flanges reducers etc., complete on wall / ceiling. The pipes to be erected on wall or suspended from beams, RCC roof slabs with suitable size MS bars / angle irons including painting of metal part except pipe line. 65mm Dia | metre | 561 | 200 | 112200
234 | PWD | PWD BLD | 2015 | 23.1.4 | 100 mm Dia | metre | 1263 | 25 | 31575
235 | PWD | PWD BLD | 2015 | 23.1.5 | 150 mm Dia | metre | 1849 | 240 | 443760
236 | PWD | PWD BLD | 2015 | 23.2.2 | Painting for M.S. pipe with a coat of red oxide primer and two or more coats of synthetic enamel paint of approved colour and Quality to give an even shade including surface preparation. 65mm Dia | metre | 18.5 | 200 | 3700
237 | PWD | PWD BLD | 2015 | 23.2.4 | 100 mm Dia | metre | 26.5 | 25 | 663
238 | PWD | PWD BLD | 2015 | 23.2.5 | 150 mm Dia | metre | 37 | 240 | 8880
239 | PWD | PWD BLD | 2015 | 23.3.2 | Providing and wrapping 4 mm thick of approved make and quality bitumen based anti rust felt over MS pipe with overlap of 25 mm to make an impermeable layer including painting with one coat of bitumastic paint before felt complete. (Only on MS pipe to be laid in soil below ground). 100 mm Dia | metre | 107 | 25 | 2675
240 | PWD | PWD BLD | 2015 | 23.3.3 | 150 mm Dia | metre | 151 | 240 | 36240
241 | PWD | PWD BLD | 2015 | 23.4.3 | Providing, installation, testing and commissioning of dual plate non-return valve of following sizes confirming to IS: 5312 complete with rubber gasket, GI bolts, nuts, washers etc. as required. 150 mm Dia | each | 8384 | 4 | 33536
242 | PWD | PWD BLD | 2015 | 23.5.2 | Supplying, fixing, testing and commissioning of flanged butterfly valve PN 1.6, with Bronze/Gunmetal seat duly ISI marked complete with Nuts, Bolts, washers, gaskets, conforming to IS: 13095 of following sizes as required. 100 mm Dia | each | 3461 | 2 | 6922
243 | PWD | PWD BLD | 2015 | 23.5.3 | 150 mm Dia | each | 4856 | 2 | 9712
244 | PWD | PWD BLD | 2015 | 23.6.1 | Providing and fixing C.I. double flanged sluice valves rated to PN 1.6 with C.I. Wheel bolts, nuts, washers 3mm thick insertion rubber gasket including matching flanges table E, complete. 100 mm Dia | each | 3453 | 2 | 6906
245 | PWD | PWD BLD | 2015 | 23.6.2 | 150 mm Dia | each | 5081 | 2 | 10162
246 | PWD | PWD BLD | 2015 | 23.7.1 | Providing and fixing brass GM/ ball valve (full bore type) with plastic coated lever and screwed female ends tested to 20 Kg/ cm2 of approved quality as specified. 25mm Dia | each | 436 | 2 | 872
247 | PWD | PWD BLD | 2015 | 23.7.2 | 50mm Dia | each | 762 | 2 | 1524
248 | PWD | PWD BLD | 2015 | 23.8 | Providing, fixing, testing and commissioning 50mm dia drain system in wet riser line with 50mm dia GM valve, necessary MS "C" class pipe line (upto 1 metre) and accessories complete as required. | each | 977 | 2 | 1954
249 | PWD | PWD BLD | 2015 | 23.9 | Providing and fixing gunmetal single acting air release valve with screwed inlet 25 mm dia and with necessary G.I. coupling, valve to be fitted on top of Air vessel or on wet riser as per specification. | each | 1126 | 2 | 2252
250 | PWD | PWD BLD | 2015 | 23.1 | Providing and fixing Flow switches suitable for fixing in 50mm to 150mm dia pipe line, complete with all accessories to provide indication in annunciator panel. | each | 3603 | 2 | 7206
251 | PWD | PWD BLD | 2015 | 23.11 | Providing and fixing pressure switch with suitable for 1-10 Kg/cm2 including 12/15 mm Ø isolation valve, G.I. nipple, elbow, electrical connections setting of Cut-In and cut-Off pressure complete in all respects and in an approved manner. | each | 1253 | 2 | 2506
252 | PWD | PWD BLD | 2015 | 23.12 | Supplying and installing pressure gauge of 100 mm Ø., 0-300 PSI or 0-21 kg per cm square fitted with 12/15 mm Ø. pad cock valve, and G.I. pipe, elbow etc. as per requirement in approved manner. | each | 750 | 2 | 1500
253 | PWD | PWD BLD | 2015 | 23.13 | Providing and fixing 15 mm dia, Quartzoid bulb type G.M. Sprinkler Head set to operate at 680C of approved make chrome plated complete in all respect as required. | each | 1005 | 240 | 241200
254 | PWD | PWD BLD | 2015 | 23.14 | Supplying and fixing swinging type First-Aid Hose Reel drum with MS construction spray painted in Post office Red colour, conforming to IS: 884 with upto date amendments, complete with brackets for fixing on wall, connections from riser with 25 mm dia MS/GI pipe and GM gate valve but excluding hose reel. | each | 4410 | 5 | 22050
255 | PWD | PWD BLD | 2015 | 23.15 | Supplying and fixing 19mm dia 22.5 metre long high pressure polypropylene First-Aid Hose Reel. | each | 1462 | 5 | 7310
256 | PWD | PWD BLD | 2015 | 23.18 | Supplying and fixing single headed internal hydrant valve with instantaneous Gun metal couplings of 63 mm dia with cast iron wheel ISI marked conforming to IS: 5290 (Type - A) with blank Gunmetal cap and chain as required. | each | 6719 | 5 | 33595
257 | PWD | PWD BLD | 2015 | 23.2 | Supplying and erecting orifice plate having 6 mm thickness, 140 mm outer dia at every single outlet hydrant valve as per specification. | each | 409 | 5 | 2045
258 | PWD | PWD BLD | 2015 | 23.22 | Supplying and fixing 63 mm dia, 15 mtr long RRL hose pipe with 63 mm dia Male and Female Stainless Steel-IS: 3444 Grade-1 couplings duly binded with GI wire, rivets etc. conforming to IS: 636 (Type -A) as required. | each | 3527 | 5 | 17635
259 | PWD | PWD BLD | 2015 | 23.24 | Supplying & fixing 63 mm dia Stainless Steel IS: 3444 Grade-1 branch pipe with 20 mm dia (nominal internal) Gun Metal nozzle conforming to IS: 903, suitable for instantaneous coupling connection to connect hose pipe coupling as required. | each | 2983 | 5 | 14915
260 | PWD | PWD BLD | 2015 | 23.25.2 | Supplying and fixing of MS hose cabinet box of made of 2 mm thick MS sheet and 40 x 40 x 5mm angle iron with front openable cover having 6 mm thick glazed glass viewing window i/c necessary locking arrangement, on existing wall/ brick platform etc complete as required. Size 900 mm x 600 mm x 500 mm | each | 8962 | 5 | 44810
261 | PWD | PWD BLD | 2015 | 23.26 | Providing and fixing fire brigade 63mm dia GM suction coupling to 100/150 mm dia suction pipe complete. | each | 2908 | 5 | 14540
262 | PWD | PWD BLD | 2015 | 23.31 | Supplying and fixing 4 way Fire Brigade Connection of cast iron body with 4 Nos. Gun metal male instantaneous inlet couplings complete with cap and chain conforming to IS: 904 including connection to existing MS pipe line complete as required. | each | 12434 | 2 | 24868
263 | PWD | PWD BLD | 2015 | 23.33 | Providing and fixing standard fireman's axe (tested for 20000 Volts) with heavy insulated rubber handle. (ISI marked) | each | 2435 | 5 | 12175
264 | PWD | PWD BLD | 2015 | 23.34 | Providing and constructing masonry chamber 90x90 x100 cms inside with 3.5 class designation fly ash brick work in cement mortar 1:4 (1 cement : 4 coarse sand) for water meter/ sluice valve/ etc, M.S. cover of size 600mm x 600mm with M.S. frame and 6mm thick sheet with locking arrangement etc complete. | each | 7825 | 2 | 15650
265 | PWD | PWD BLD | 2015 | 23.35 | Providing and fixing M.S. structural work fabricated from standard sections, (MS rounds, angles, channels etc.) including cutting to size, drilling welding including cost of steel fasteners, clamp in RCC structural members as directed, including two coat of enamel painting over one coat of red oxide primer complete. | Kg | 66 | 400 | 26400
266 | PWD | PWD ROAD | 2015 | 3.2 | Excavation in Soil (by Mechanical Means.) Excavation for roadway in soil using mechanical means including loading in tipper for carrying of cut earth to embankment site and unloading with all lifts and lead upto 1000 meters as per relevant clauses of section 300. | cum | 95 | 590.01 | 56051
267 | PWD | PWD ROAD | 2015 | 3.12 | Construction of embankment with Material Obtained from Borrow Pits/Borrow Area (Construction of embankment with approved material/selected soil having C.B.R.>5 (unless specified otherwise in the contract) obtained from borrow pits with all lifts and leads, transporting to site, spreading, grading to required slope and compacting to meet requirement of table 300-2) | cum | 223 | 163.88 | 36545
268 | PWD | PWD ROAD | 2015 | 3.13 | Construction of sub-grade with Material Obtained from Borrow Pits/Borrow Area (Construction of sub-grade with approved material/selected soil having C.B.R.>8 (unless specified otherwise in the contract) obtained from borrow pits with all lifts and leads, transporting to site, spreading, grading to required slope and compacting to meet requirement of table 300-2) | cum | 250 | 161.3 | 40325
269 | PWD | PWD ROAD | 2015 | 3.25(ii) | Construction of RCC drain/chamber cover, placing in position, providing shuttering and concreting by using concrete mixer, compaction by vibration etc complete as per drawings and technical specifications excluding reinforcement. with RCC M-20 | cum | 4146 | 76.97 | 319118
270 | PWD | PWD ROAD | 2015 | 3.25(iii) | Supplying, Fitting and Placing un-coated HYSD bar Reinforcement in drain/cover/chamber complete as per Drawing and Technical Specifications. | MT | 56301 | 5.39 | 303462
271 | PWD | PWD ROAD | 2015 | 4.1 A (b)(i) | Granular Sub-base as per Table:- 400-1 Construction of granular sub-base by providing graded Material, ,carriage of mixed Material to work site, spreading in uniform layers with motor grader on prepared surface watering, rolling and compacting with vibratory power roller at OMC to achieve the desired density, complete as per clause 401 Plant mix method (with Mechanically crushed stone only) For Sub-base cum drainage layer or upper sub-base with Grading-V Material | cum | 1372 | 80.65 | 110652
272 | PWD | PWD ROAD | 2015 | 4.13 B | Construction of Shoulders (Construction of shoulders as per clause 408 with selected soil from borrow pits / borrow areas having CBR not less than 12 and shall have L.L. and P.I. not more than 25% and 6% respectively, inclusive of all leads and lifts, including clearing and scrapping of existing surface, providing required cross fall, compacting. watering rolling and royalty charges etc. complete. With smooth wheeled roller | cum | 277 | 26.1 | 7230
273 | PWD | PWD ROAD | 2015 | 4.15 (C) | Providing & laying precast interlocking concrete blocks of minimum compressive strength of 300 kg/sq.cm and approved size , shape/ pattern over coarse sand bed of thickness upto 40 mm and joints thick filled with fine sand including leveling with surface vibrator, temping and sweeping etc. complete as per IRC-SP-63-2004. 80mm thick Polymer coated coloured precast interlock concrete blocks | sqm | 732 | 416.16 | 304629
274 | PWD | PWD ROAD | 2015 | 4.18 | Providing and fixing kerb stones 100 mm thick and 600 mm wide chisel dressed cut stones fixed in CC 1:3:6 (block size 250 x 225 mm) including all excavation. | each | 431 | 195 | 84045
275 | pwd | PWD ROAD | 2015 | 6.1 | Dry Lean Cement Concrete Sub-base as per IRC:SP-49 (Construction of dry lean cement concrete Sub-base over a prepared sub-grade with coarse and fine aggregate conforming to IS: 383, the size of coarse aggregate not exceeding 26.5 mm, aggregate cement ratio not to exceed 15:1, aggregate gradation after blending to be as per table 600-1, cement content not to be less than 150 kg/cum, optimum moisture content to be determined during trial length construction, concrete strength not to be less than 10 Mpa at 7 days, mixed in a batching plant, transported to site, laid with a paver with electronic sensor, compacting with 8-10 tonnes vibratory roller, finishing and curing as per clause 601.) | cum | 2332 | 53.77 | 125392
276 | pwd | PWD ROAD | 2015 | 6.6 | Providing and laying cement concrete for plain concrete/ reinforced concrete i/c form work, shuttering complete in as per drawings and specifications.( For Village roads) P.C.C. M-10 | cum | 2789 | 58.85 | 164133
277 | PWD | PWD ROAD | 2015 | 6.7 | Providing and laying un-reinforced Cement Concrete without Dowel bars including formworks and expansion contraction & longitudinal joints as per design and as per IRC-62-2014, over a prepared base a per approved mix design and finishing to lines and grade as per Drawing for Pavement thickness less than 200mm in Low Volume Roads. PCC Grade M30 with minimum Cement Content @375kg/cum | cum | 4391 | 108.58 | 476775
278 | PWD | PWD ROAD | 2015 | 8.44 (i) | Providing and laying of a reinforced cement concrete pipe duct, 300 mm dia., across the road ( new construction ) , extending from drain to drain in cuts and toe of slopes to toe of slopes in fills, constructing head walls at both ends, providing a minimum fill of granular material over top and sides of RCC pipes as per IRC: 98-2011, bedded on a 0.3 m thick layer of granular material free of rock pieces , outer to outer distance of pipes at least half dia of pipe subject to minimum 450 mm in case of double and triple row ducts , joints to be made leak proof, invert level of duct to be above higher than ground level to prevent entry of water and dirt, all as per IRC:98-2011 and approved drawings. Single row for one utility service | metre | 553 | 12 | 6636
279 | PWD | ELECT | 2020 | 1.7 | Wiring for light/ fan/ exhaust fan / call bell point with 3x1.5 sqmm FRLS PVC insulated stranded copper conductor wire for phase, neutral and earth in concealed FRLS PVC conduit (heavy duty, thickness of pipe should be 2 mm) with 5/6 amp modular switch, modular base and cover plate, suitable size G.I. box as per specification and IS: 694 (2010), IS: 9537 (2000 Part 5) 1.7.1 Short Point | Point | 266 | 110 | 29260
280 | PWD | ELECT | 2020 | 1.7.2 | Medium Point | Point | 424 | 164 | 69536 | 527.83
281 | PWD | ELECT | 2020 | 1.7.3 | Long Point | Point | 588 | 274 | 161112
282 | PWD | ELECT | 2020 | 1.8 | Wiring for twin control light point with 3x1.5 sqmm FRLS PVC insulated stranded copper conductor wire for phase, neutral and earth in concealed FRLS PVC conduit (heavy duty, thickness of pipe should be 2 mm) with 5/6 amp modular switch, modular base and cover plate, suitable size G.I. box as per specification and IS: 694 (2010), IS: 9537 (2000 Part 5) | Point | 420 | 6 | 2520
283 | PWD | ELECT | 2020 | 1.9 | Extra for providing and fixing light plug point on board in concealed FRLS PVC conduit (heavy duty, thickness of pipe should be 2 mm) point wiring with modular type 3 pin 5/6 amp socket outlet and 5/6 amp switch including cost of base and cover plate and G. I. box etc. as per specification and IS: 694 (2010), IS: 9537 (2000 Part 5) | Point | 216 | 72 | 15552
284 | PWD | ELECT | 2020 | 1.10 | Wiring for light plug point with 3x2.5 sq mm FRLS PVC insulated stranded copper conductor wire for phase, neutral and earth in concealed FRLS PVC conduit (heavy duty, thickness of pipe should be 2 mm) along with modular type 6 Amp switch and 3 pin 6 amps socket outlet with modular base and cover plate, suitable size G.I. box, earthing the switch box and socket outlet with same size wire etc. as per specification and IS: 694 (2010), IS: 9537 (2000 Part 5) 1.10.3 Long Point | Point | 922 | 12 | 11064
285 | PWD | ELECT | 2020 | 1.10.4 | Extra Long Point I | Point | 1302 | 15 | 19530
286 | PWD | ELECT | 2020 | 1.10.5 | Extra Long Point II | Point | 1657 | 10 | 16570
287 | PWD | ELECT | 2020 | 1.10.6 | Extra Long Point III | Point | 1995 | 20 | 39900
288 | PWD | ELECT | 2020 | 1.11 | Wiring for power plug point with 3x4 sq mm FRLS PVC insulated stranded copper conductor wire for phase, neutral and earth in concealed FRLS PVC conduit (heavy duty, thickness of pipe should be 2 mm) along with modular type 16 Amp switch and 6 pin 16 amps socket outlet with modular base and cover plate, suitable size G.I. box, earthing the switch box and socket outlet with same size wire etc. as per specification and IS: 694 (2010), IS: 9537 (2000 Part 5) 1.11.2 Medium Point | Point | 942 | 12 | 11304
289 | PWD | ELECT | 2020 | 1.11.3 | Long Point | Point | 1350 | 14 | 18900
290 | PWD | ELECT | 2020 | 1.11.5 | Extra Long Point II | Point | 2315 | 8 | 18520
291 | PWD | ELECT | 2020 | 1.11.6 | Extra Long Point III | Point | 2825 | 14 | 39550
292 | PWD | ELECT | 2020 | 1.12 | Wiring for power plug point with 3x6 sq mm FRLS PVC insulated stranded copper conductor wire for phase, neutral and earth in concealed FRLS PVC conduit (heavy duty, thickness of pipe should be 2 mm) along with modular type 32 Amp SPMCB "C" curve and 6 pin 20 amps socket outlet with modular base and cover plate, suitable size G.I. box, earthing the switch box and socket outlet with same size wire etc. as per specification and IS: 694 (2010), IS: 9537 (2000 Part 5) 1.12.3 Long Point | Point | 1705 | 4 | 6820
293 | PWD | ELECT | 2020 | 1.12.4 | Extra Long Point I | Point | 2326 | 8 | 18608
294 | PWD | ELECT | 2020 | 1.12.5 | Extra Long Point II | Point | 3016 | 16 | 48256
295 | PWD | ELECT | 2020 | 1.12.6 | Extra Long Point III | Point | 3708 | 8 | 29664
296 | PWD | ELECT | 2020 | 1.13 | Wiring for circuit/ sub main wiring along with earth wire with the following sizes of FRLS PVC insulated copper conductor, wire in concealed FRLS PVC conduit (heavy duty, thickness of pipe should be 2 mm) as per specification and IS: 694 (2010), IS: 9537 (2000 Part 5) 1.13.1 3 X 1.5 sq. mm in 20mm conduit | Metre | 92 | 348 | 32016
297 | PWD | ELECT | 2020 | 1.13.2 | 3 X 2.5 sq. mm in 20mm conduit | Metre | 111 | 750 | 83250
298 | PWD | ELECT | 2020 | 1.13.3 | 6 X 2.5 sq. mm in 25mm conduit | Metre | 172 | 430 | 73960
299 | PWD | ELECT | 2020 | 1.13.4 | 9 X 2.5 sq. mm in 32mm conduit | Metre | 238 | 455 | 108290
300 | PWD | ELECT | 2020 | 1.13.5 | 12 X 2.5 sq. mm in 32mm conduit | Metre | 288 | 110 | 31680
301 | PWD | ELECT | 2020 | 1.13.6 | 3 X 4 sq. mm in 25mm conduit | Metre | 145 | 121 | 17545
302 | PWD | ELECT | 2020 | 1.13.7 | 3 X 6 sq. mm in 25mm conduit | Metre | 182 | 60 | 10920
303 | PWD | ELECT | 2020 | 1.13.14 | 6 X 10 sq. mm in 40mm conduit | Metre | 515 | 218 | 112270
304 | PWD | ELECT | 2020 | 1.13.15 | 6 X 16 sq. mm in 50mm conduit | Metre | 772 | 180 | 138960
305 | PWD | ELECT | 2020 | 1.15 | Supplying and fixing of following sizes FRLS PVC conduit (heavy duty, thickness of pipe should be 2 mm) along with accessories in concealed complete as per specification and IS: 9537 (2000 Part 5) 1.15.2 25 mm | Metre | 53 | 2200 | 116600
306 | PWD | ELECT | 2020 | 1.15.1 | 20 mm | Metre | 42 | 600 | 25200
307 | PWD | ELECT | 2020 | 3.12 | Supplying and drawing following pair 0.5 mm FR PVC insulated copper conductor, unarmored telephone wire in the existing surface/ concealed Steel/FRLS PVC conduit as per specification 3.12.2 2 Pair | Metre | 11 | 315 | 3465
308 | PWD | ELECT | 2020 | 3.12.3 | 4 Pair | Metre | 17 | 525 | 8925
309 | PWD | ELECT | 2020 | 3.13 | Supplying and drawing following grade co-axial TV wire FR PVC insulated, shielded with fine tinned copper braid and protected with PVC sheath in the existing surface/ concealed Steel/FRLS PVC conduit as per specification 3.13.2 RG-11 grade | Metre | 27 | 100 | 2700
310 | PWD | ELECT | 2020 | 3.14 | Supplying and drawing UTP 4 pair Cat 6 LAN wire in existing surface/ concealed Steel/FRLS PVC conduit as per specification | metre | 19 | 400 | 7600
311 | PWD | ELECT | 2020 | 5.4 | Supplying and fixing following modular switch, socket, other accessories on the existing modular plate & switch box including connections but excluding modular plate etc. as per specification. 5.4.3 Bell push | Each | 80 | 26 | 2080
312 | PWD | ELECT | 2020 | 5.4.9 | Fan regulator (two module size) electronic stepped type moving all rounds | Each | 223 | 68 | 15164
313 | PWD | ELECT | 2020 | 5.4.18 | 25/32 amp A.C. Starter switch | Each | 246 | 4 | 984
314 | PWD | ELECT | 2020 | 5.4.22 | Batten/ angle holder | Each | 41 | 22 | 902
315 | PWD | ELECT | 2020 | 5.4.23 | Blanking plate | Each | 28 | 186 | 5208
316 | PWD | ELECT | 2020 | 5.6 | Providing and fixing composite unit for computer points having modular type 1 No 6 pin 16 amp socket outlet, 1 No 16 amp switch, 3 Nos 3 pin 6 amp socket outlets, 3 Nos 6 amp switches, suitable G.I. box, base and cover plates, earthing the sockets and switch box including etc. as per specification. | Each | 816 | 42 | 34272
317 | PWD | ELECT | 2020 | 5.7 | Supplying and fixing call bell/ buzzer suitable for single phase, 230 volts A.C. supply, complete as per specification. 5.7.2 Deluxe | Each | 107 | 26 | 2782
318 | PWD | ELECT | 2020 | 5.9 | Providing and fixing round/ hexagonal fan box (125mm dia) depth 75mm (max.) with 12mm dia steel bar hook, 1.6mm thick MS sheet cover, in RCC slab etc. as per specification. | Each | 42 | 68 | 2856
319 | PWD | ELECT | 2020 | 6.1 | Supplying, installation, testing and commissioning of following sizes ceiling fan including wiring the down rods of standard length up to 30 cm with 1.5 sq. mm FRLS PVC insulated, copper conductor, single core cable, earthing etc. complete as required. P.F. should be greater than 0.9, with BEE Star rating from 3 star and above, IS: 374:2019 including all amendments. 6.1.3 1200 mm sweep | Each | 1697 | 68 | 115396
320 | PWD | ELECT | 2020 | 6.6 | Supplying, installation, testing and commissioning of following sizes heavy duty (continuous running) 1400 rpm exhaust fan in existing opening in wall including earthing etc. complete as per specification. P.F. should be greater than 0.9 6.6.1 300 mm sweep | Each | 2446 | 32 | 78272
321 | PWD | ELECT | 2020 | 6.8 | Supplying, installation, testing and commissioning of following sizes fancy exhaust fan having built in louvers in existing opening in wall including earthing etc. complete as per specification. P.F. should be greater than 0.9 6.8.2 300 mm sweep | Each | 1270 | 2 | 2540
322 | PWD | ELECT | 2020 | 6.11 | Supplying and fixing following sizes of down rod of 15/20mm dia M.S. pipe of thickness 2 mm to ceiling fan including painting with matching colour etc. as per specification. 6.11.3 90 cm long | Each | 58 | 68 | 3944
323 | PWD | ELECT | 2020 | 6.12 | Providing and fixing phenolic laminated sheet cover of 180 mm dia 3 mm thick on the fan box etc. as per specification. (If provided at the time of installation of ceiling fan) | Each | 56 | 68 | 3808
324 | PWD | ELECT | 2020 | 6.16 | Supplying, installation, testing and commissioning of following sleek LED panel down lighters (luminaries) in round/ square shape complete with electronic driver heat sink capacitor and all other accessories on surface/ in false ceiling etc. as per specification and P.F. should be greater than 0.9. LED chip efficacy ratio ≥ 100 lumens /watt. 6.16.2 36 watt, size 600 x 600mm | Each | 2342 | 60 | 140520
325 | PWD | ELECT | 2020 | 6.17 | Supplying, fixing, testing and commissioning of following LED lamps with inbuilt electronic driver heat sink and all other accessories in existing holder/ luminaries as per specification and P.F. should be greater than 0.9. LED chip efficacy ratio ≥ 100 lumens /watt. 6.17.5 12 Watt | Each | 215 | 22 | 4730
326 | PWD | ELECT | 2020 | 6.19 | Supplying, installation, testing and commissioning of following LED tube light fitting including batten with Electronic Driver Heat sink Capacitor complete with all other accessories on surface/ in false ceiling, including connection, earthing etc complete as per specification and IP20, P.F. should be greater than 0.9. LED chip efficacy ratio ≥ 100 lumens /watt. 6.19.3 18/20 watt {4 feet} | Each | 443 | 268 | 118724
327 | PWD | ELECT | 2020 | 6.28 | Supplying, installation, testing and commissioning of following 230/250 volts LED street light fitting with all accessories like driver, heat sink made of die cast aluminium with IP 66 protection and 15 KV surge protection on pole bracket, including connection, earthing, Separate housing for driver etc complete as per specification and P.F. should be greater than 0.9. LED chip efficacy ratio ≥ 120 lumens /watt. 6.28.7 60 watt | Each | 3622 | 16 | 57952
328 | PWD | ELECT | 2020 | 6.23 | Supplying, installation, testing and commissioning of following 230/250 volts LED Post Top Lantern fitting with perplex cover/decorative diffuser, electronic ballast and all other accessories on existing gate column/ pole bracket, including connection, earthing etc complete as per specification and P.F. should be greater than 0.9 . LED chip efficacy ratio ≥ 100 lumens /watt. 6.23.1 25 Watt | Each | 2686 | 4 | 10744
329 | PWD | ELECT | 2020 | 6.50 | Providing and fixing wooden board of suitable size (18''x 24'') for energy meter etc complete as per specification. | Each | 123 | 1 | 123
330 | PWD | ELECT | 2020 | 6.69 | Supplying, installation, testing and commissioning of following LED fitting (luminaries) down lighters in round/ square shape shall be made up of Die Cast Powder coated housing complete with electronic driver ,heat sink and all other accessories on surface/ in false ceiling etc. as per specification. P.F. should be greater than 0.9 LED chip efficacy ratio ≥ 100 lumens /watt and Total harmonic distorsion (THD) of less than 10%.6.69.4 18/20 Watt | Each | 2221 | 76 | 168796
331 | PWD | ELECT | 2020 | 7.10 | Providing and fixing metal clad, TP&N switch fuse unit (re-wirable), 415/500 volts, with porcelain re-wireble fuses including drilling holes on the board, connections, earthing the body etc. as per specification. (Thimbeling shall be paid separately). 7.10.3 100 amps | Each | 3493 | 1 | 3493
332 | PWD | ELECT | 2020 | 7.18 | Providing and making interconnection in cubical panel between BBC and switchgears with following size copper strip of length upto 50cm as per specification (To be measured separately for each phase/ neutral).7.18.1 20x3mm (100 amps) | Each | 173 | 64 | 11072
333 | PWD | ELECT | 2020 | 7.18.2 | 25x5mm (200 amps) | Each | 296 | 32 | 9472
334 | PWD | ELECT | 2020 | 7.18.4 | 50x5mm (400 amps) | Each | 567 | 16 | 9072
335 | PWD | ELECT | 2020 | 7.19 | Fabrication, supply, installation, testing and commissioning of cubicle type compartmentalized wall/ floor mounted power cum control panel board of specified size and following depth made out of not less than 2 mm thick CRCA MS powder coated sheet with suitable size compartments for bus bars, switchgears and necessary cutouts for voltmeters, ammeters etc as per specifications including powder coating painting but without busbars, switchgears and other accessories etc complete as per specification.7.19.1 Upto 300 mm deep | sqm | 6818 | 8 | 54544
336 | PWD | ELECT | 2020 | 7.19.3 | Above 450 mm and upto 600 mm deep | sqm | 8519 | 6 | 51114
337 | PWD | ELECT | 2020 | 7.21 | Supply, installation, testing and commissioning of 4 pole (3 phase + neutral) copper (electric grade) bus bars in existing cubicle type compartmentalized wall/ floor mounted panel board along with suitable size and shape insulators, necessary bolts and nuts etc complete as per specification.7.21.2 200 amp (25x5mm) | Metre | 2382 | 24 | 57168
338 | PWD | ELECT | 2020 | 7.21.4 | 400 amp (50x5mm) | Metre | 3494 | 12 | 41928
339 | PWD | ELECT | 2020 | 9.1 | Providing and fixing following rating and breaking capacity MCCB in existing cubicle panel board including drilling holes in cubicle panel, making connections, etc. as per specification, IS/ IEC: 60947-2 and Ics = 100 % Icu. 9.1.1 3 pole MCCB, 25-63A, Fixed Thermal Release, 10KA | Each | 1483 | 8 | 11864
340 | PWD | ELECT | 2020 | 9.1.4 | 3 pole MCCB, 100A, Adjustable Thermal - Magnetic Release, 25KA | Each | 3734 | 4 | 14936
341 | PWD | ELECT | 2020 | 9.1.9 | 3 pole MCCB, 200A, Adjustable Thermal - Magnetic Release, 35KA | Each | 12006 | 2 | 24012
342 | PWD | ELECT | 2020 | 9.1.12 | 3 pole MCCB, 400A, Adjustable Thermal - Magnetic Release, 35KA | Each | 14220 | 1 | 14220
343 | PWD | ELECT | 2020 | 9.2 | Supplying and fixing on surface/ recess following way, 240 volts SP&N MCB distribution board of sheet steel phosphatized and powder painted complete with tinned copper busbar, neutral busbar, earth bar, din bar, detachable gland plate, including interconnections, earthing etc. as per specification. (But without MCB/RCCB/Isolator) 9.2.6 8 way, Double door | Each | 946 | 1 | 946
344 | PWD | ELECT | 2020 | 9.8 | Supplying and fixing on surface/ recess prewired horizontal type following way, 415 volts TP&N, MCB distribution board of sheet steel phosphatized and powder painted complete complete with loose wire box, terminal blocks, tinned copper busbar, neutral link, earth bar, din bar, detachable gland plate, duly prewired with suitable size FRLS PVC insulated copper conductor up to terminal blocks including interconnections, earthing etc. as per specification. (But without MCB/ RCCB/ Isolator)9.8.5 4 way (4 + 12), Double door | Each | 5904 | 3 | 17712
345 | PWD | ELECT | 2020 | 9.8.6 | 6 way (4 + 18), Double door | Each | 7794 | 5 | 38970
346 | PWD | ELECT | 2020 | 9.10 | Supplying and fixing SP MCB, 240 volts, 'B' curve, suitable for lighting and other loads in the existing MCB DB complete with connections, testing and commissioning etc. as per specification. 9.10.1 6 amps to 32 amps | Each | 151 | 132 | 19932
347 | PWD | ELECT | 2020 | 9.16 | Supplying and fixing TP&N MCB, 440 volts, 'C' curve, suitable for lighting and other loads in the existing MCB DB complete with connections, testing and commissioning etc. as per specification. 9.16.3 40 amps | Each | 1275 | 3 | 3825
348 | PWD | ELECT | 2020 | 9.16.5 | 63 amps | Each | 1316 | 5 | 6580
349 | PWD | ELECT | 2020 | 10.7 | Providing and fixing metal clad, 4 pole, on load change over switch unit (with sheet steel enclosure), 415/500 volts, in cubicle panel including drilling holes on the board, connections, earthing the body, testing and commissioning etc. as per specification. (Connecting lead if required shall be paid separately) 10.7.5 400 amps | Each | 26442 | 1 | 26442
350 | PWD | ELECT | 2020 | 10.15 | Providing and fixing following rating current transformer in existing cubical panel including, connections, testing and commissioning etc. as per specification. 10.15.5 400/5 amps | Each | 341 | 8 | 2728
351 | PWD | ELECT | 2020 | 10.17 | Providing and fixing penal mounting 230 volt LED type indicating lamp in existing cubical panel including, connections, testing and commissioning etc. as per specification. | Each | 94 | 6 | 564
352 | PWD | ELECT | 2020 | 10.19 | Providing and fixing penal mounting digital type ammeter of size 100x100 (NS) in existing cubical panel including, connections, testing and commissioning etc. as per specification | Each | 975 | 4 | 3900
353 | PWD | ELECT | 2020 | 10.20 | Providing and fixing penal mounting 0-500 volt voltmeter of size 100x100 (NS) in existing cubical panel including, connections, testing and commissioning etc. as per specification. 10.20.2 Digital type |  | 835 | 4 | 3340
354 | PWD | ELECT | 2020 | 10.21 | Providing and fixing penal mounting selector switch in existing cubical panel including, connections, testing and commissioning etc. as per specification. 10.21.1 For voltmeter | Each | 189 | 4 | 756
355 | PWD | ELECT | 2020 | 10.21.2 | For ammeter | Each | 207 | 4 | 828
356 | PWD | ELECT | 2020 | 11.3 | Supplying, installation, testing and commissioning following rating single phase 230 volts sine wave inverter (without battery) including connection as per specification. 11.3.3 1.50 KVA | Each | 5504 | 4 | 22016
357 | PWD | ELECT | 2020 | 11.4 | Supplying, installation, testing and commissioning following rating (Sealed Maintenance Free) lead acid battery including connection as per specification. 11.4.5 150 AH | Each | 14252 | 8 | 114016
358 | PWD | ELECT | 2020 | 12.3 | Earthing with copper earth plate 600 mm X 600 mm X 3 mm thick including accessories, and providing masonry enclosure with cover plate having locking arrangement and watering pipe, with charcoal and salt as per specification and IS Code 3043: 1987(R 2016) | Set | 6209 | 6 | 37254
359 | PWD | ELECT | 2020 | 12.6 | Providing and fixing 25 mm X 5 mm copper strip in 40 mm dia G.I. pipe from earth electrode at 0.5 Metre depth below ground level including excavation and refilling the trench etc. as per specification. | Metre | 752 | 80 | 60160
360 | PWD | ELECT | 2020 | 12.7 | Providing and laying earth connection from earth electrode with 4.00 mm dia copper wire in 15 mm dia G.I. pipe from earth electrode at 0.5 Metre depth below ground level including excavation and refilling the trench etc. as per specification. | Metre | 153 | 60 | 9180
361 | PWD | ELECT | 2020 | 12.8 | Providing and fixing 25 mm X 5 mm copper strip on surface or in recess for connections etc. as per specification. | Metre | 528 | 51 | 26928
362 | PWD | ELECT | 2020 | 12.10 | Providing and fixing 4.00 mm dia copper wire on surface or in recess for loop earthing along with existing surface/ concealed conduit/ submain wiring/ cable as per specification. | Metre | 53 | 164 | 8692
363 | PWD | ELECT | 2020 | 14.2 | Supplying and laying HDPE pipe of 4kg/Sqcm in ground below road, path etc at a depth not less than 40 cm and upto 90 cm including excavation, dismantling of road if required and refilling the trench with excavated material, ramming and making the surface good etc. as per specification. 14.2.1 63 mm outer dia | Metre | 124 | 120 | 14880
364 | PWD | ELECT | 2020 | 15.3 | Supplying and laying following sizes one number FRLS PVC insulated /XLPE, PVC sheathed, steel armoured, aluminium conductor power cable of 1.1 KV grade in existing RCC/ HUME/ STONEWARE/ METAL/ HDPE pipe as per specification, IS: 1554 (1988, Part 1) / IS: 7098 (1988, Part 1). 15.3.3 2 x 10 sq. mm | Metre | 82 | 120 | 9840
365 | PWD | ELECT | 2020 | 15.3.14 | 3.5 x 70 sq. mm. | Metre | 248 | 80 | 19840
366 | PWD | ELECT | 2020 | 15.3.19 | 3.5 x 240 sq. mm. | Metre | 782 | 140 | 109480
367 | PWD | ELECT | 2020 | 15.23 | Supplying and making end termination with brass compression gland and aluminum lugs for following size armoured aluminum conductor power cable of 1.1 KV grade as per specification. .15.23.3 2 X 10 sq. mm (19 mm) | Each | 94 | 8 | 752
368 | PWD | ELECT | 2020 | 15.23.15 | 3½ X 70 sq. mm (32 mm) | Each | 199 | 8 | 1592
369 | PWD | ELECT | 2020 | 15.23.20 | 3½ X 240 sq. mm (57 mm) | Each | 504 | 8 | 4032
370 | PWD | ELECT | 2020 | 23.1 | Supplying, installation, testing and commissioning of centrifugal type mono-block self priming electric pump set suitable for single phase, 230 volts AC supply including connection of suction and delivery line etc. as per specification. 23.1.3 1.0 HP single phase | Each | 4933 | 1 | 4933
371 | PWD | ELECT | 2020 | 23.3 | Supplying, installation, testing and commissioning of submersible pump set for water supply system with submersible motor directly coupled to multi-stage submersible pump of specified discharge capacity, head, delivery size in existing bore well including 2 sets of suitable size holding clamps made out of 50 mm X 6 mm MS flat, connection with suitable submersible cable of standard length etc. as per specification and IS: 694 (2010). Note: submersible Cable should be rust proof, safe from oil / Grease and under water Chemical / abrasion Resistant. 23.3.2 1.5 HP, single phase | Each | 17589 | 1 | 17589
372 | PWD | ELECT | 2020 | 23.3.4 | 3.0 HP, three phase | Each | 22714 | 1 | 22714
373 | PWD | ELECT | 2020 | 23.6 | Supplying and fixing following dia HDPE pipe PE-80 Grade (8kg/sqcm) in single length in the suction/ delivery line of water supply pump etc. as per specification. 23.6.2 50 mm outer dia | Metre | 118 | 350 | 41300
374 | PWD | ELECT | 2020 | 23.11 | Supply, installation, testing and commissioning of 1-3 HP 1 phase submersible motor starter cum control wall/ floor mounted type made out of not less than 1.6 mm thick MS sheet and comprising of following panel mounting switchgears there in including connection inter-connection etc. as per specification. a) Phase indicating lamps with fuses and toggle switches 1 set b) 1/2/3 HP 1 phase DOL starter with over load and no volt relay 1 No c) 25 A "C" curve DPMCB 1 No d) Voltmeter 0-250 V 1 set e) Ammeter 0-10 A 1 set | Each | 4030 | 2 | 8060
375 | PWD | ELECT | 2020 | 23.12 | Supplying and fixing M.S. clamp 50 cm long made of 50mmx5mm thick M.S. Flat for holding the pipes and submerable pump set as per specification. | Metre | 291 | 4 | 1164
376 | PWD | ELECT | 2020 | 23.13 | Supplying and fixing 300 mm dia 2 mm thick M.S. sheet cover with 3 cm edge in two past on tube well bore pipe as per specification | Each | 388 | 2 | 776
377 | PWD | ELECT | 2020 | 23.14 | Supplying, laying and fixing following size submersible cable along with GI/PVC/HDFC pipe line or laid in ground etc as per specification and IS: 694 (2010). Note: Cable should be rust proof, safe from oil / Grease and under water Chemical / abrasion Resistant. 23.14.3 3x4.0 sqmm | Metre | 90 | 350 | 31500
378 | PWD | ELECT | 2020 | 23.15 | Supplying and making water proof joint with heat shrinkable joint kit including copper ferrules for following size of 3 core submersible copper conductor cable of 1.1 KV grade as per specification. 23.15.3 3x4.0 sqmm | Each | 264 | 8 | 2112
379 | PWD | ELECT | 2020 | 23.16 | Supplying and laying of approved make stainless steel wire rope of 6 mm dia for support of submersible pump set complete with tying to pump set and pump holding clamp. | Metre | 16 | 350 | 5600
380 | PWD | ELECT | 2020 | 30.1 | Earth work in all type soil except soft rock / hard rock with all lead and 1.5 metre lift, dressing, stacking excavated strata including refilling of excavated soil in trench / pit to ground level complete as per specification. | cum | 168 | 35 | 5880
381 | PWD | ELECT | 2020 | 6.28 | Supplying, installation, testing and commissioning of following 230/250 volts LED street light fitting with all accessories like driver, heat sink made of die cast aluminium with IP 66 protection and 15 KV surge protection on pole bracket, including connection, earthing, Separate housing for driver etc complete as per specification and P.F. should be greater than 0.9. LED chip efficacy ratio ≥ 120 lumens /watt. 6.28.8 90 watt | Each | 5531 | 20 | 110620
382 | PWD | ELECT | 2020 | 7.16 | Providing and making interconnection in cubical panel between BBC and switchgears with following size aluminium strip of length upto 50cm as per specification (To be measured separately for each phase/ neutral). 7.16.1 20x5mm (100 amps) | Each | 78 | 9 | 702
383 | PWD | ELECT | 2020 | 7.19 | Fabrication, supply, installation, testing and commissioning of cubicle type compartmentalized wall/ floor mounted power cum control panel board of specified size and following depth made out of not less than 2 mm thick CRCA MS powder coated sheet with suitable size compartments for bus bars, switchgears and necessary cutouts for voltmeters, ammeters etc as per specifications including powder coating painting but without busbars, switchgears and other accessories etc complete as per specification. 7.19.1 Upto 300 mm deep | sqm | 6818 | 1.5 | 10227
384 | PWD | ELECT | 2020 | 9.1 | Providing and fixing following rating and breaking capacity MCCB in existing cubicle panel board including drilling holes in cubicle panel, making connections, etc. as per specification, IS/ IEC: 60947-2 and Ics = 100 % Icu.9.1.1 3 pole MCCB, 25-63A, Fixed Thermal Release, 10KA | Each | 1483 | 2 | 2966
385 | PWD | ELECT | 2020 | 9.10 | Supplying and fixing SP MCB, 240 volts, 'B' curve, suitable for lighting and other loads in the existing MCB DB complete with connections, testing and commissioning etc. as per specification. 9.10.1 6 amps to 32 amps | Each | 151 | 15 | 2265
386 | PWD | ELECT | 2020 | 10.22 | Providing and fixing following Time switch (timer) in existing panel including connection, testing and commissioning as per specification.10.22.2 Analoge type | Each | 2525 | 1 | 2525
387 | PWD | ELECT | 2020 | 12.1 | Earthing with G.I. earth pipe 4.5 metre long, 40 mm dia including accessories, and providing masonry enclosure with cover plate having locking arrangement and watering pipe etc. with charcoal and salt as per specification and IS Code 3043: 1987(R 2016) | Set | 3243 | 15 | 48645
388 | PWD | ELECT | 2020 | 12.12 | Supplying and laying 6 SWG G.I. wire at 0.50 metre below ground level for conductor earth electrode, including soldering, excavation and refilling the trench etc. as per specification. | Metre | 36 | 75 | 2700
389 | PWD | ELECT | 2020 | 14.2 | Supplying and laying HDPE pipe of 4kg/Sqcm in ground below road, path etc at a depth not less than 40 cm and upto 90 cm including excavation, dismantling of road if required and refilling the trench with excavated material, ramming and making the surface good etc. as per specification. 14.2.1 63 mm outer dia | Metre | 124 | 250 | 31000
390 | PWD | ELECT | 2020 | 14.3 | Supplying and laying following size medium class G.I. pipe in ground below road, path etc at a depth not less than 40 cm and upto 90 cm including excavation, dismantling of road if required and refilling the trench with excavated material, ramming and making the surface good etc. as per specification. 14.3.1 50 mm internal dia | Metre | 333 | 40 | 13320
391 | PWD | ELECT | 2020 | 15.3 | Supplying and laying following sizes one number FRLS PVC insulated /XLPE, PVC sheathed, steel armoured, aluminium conductor power cable of 1.1 KV grade in existing RCC/ HUME/ STONEWARE/ METAL/ HDPE pipe as per specification, IS: 1554 (1988, Part 1) / IS: 7098 (1988, Part 1). 15.3.22 4 x 10 sq. mm. | Metre | 95 | 250 | 23750
392 | PWD | ELECT | 2020 | 15.23 | Supplying and making end termination with brass compression gland and aluminum lugs for following size armoured aluminum conductor power cable of 1.1 KV grade as per specification. . 15.23.23 4 X 10 sq. mm (22 mm) | Each | 98 | 150 | 14700
393 | PWD | ELECT | 2020 | 19.7 | Supply of hot dipped galvanized (in single dip to minimum 75 micron) octogonal pole made of 3mm thick steel grade E-350 sheet having window and flush cover with locking arrangement at suitable height from base for cable termination block, pole suitably reinforced with welded steel section at window cut section to make the strength of pole unaffected, with following minimum specifications with 4 way terminal connector including 3mm thick anchor plate, 4 nos 20mm dia foundation bolts of EN8 grade, and as per IS 2062 & BS EN: 10025. (designed for wind speed upto 180km/hr, IS: 875 Part 3 ) 19.7.2 7 metre high, dia 130mm at bottom and 90mm at top, base plate size 220x220x12mm, foundation bolts 700mm long | Each | 10938 | 15 | 164070
394 | PWD | ELECT | 2020 | 19.9 | Supply and fixing following street light pole bracket on existing pole made out of 50 mm dia MS "B" class pipe welded to 300 mm long MS pole canopy of suitable dia at a angle of 102.50 including having MS triangular stiffner of size 150 X 50 X 5 mm thick, making arrangement for tightening the bracket with pole by providing suitable size heavy duty nuts and bolts in canopy, painting with one coat of approved steel primer etc. as per specification. 19.9.2 Single Over Hang 1.00 metre Long | Each | 1057 | 10 | 10570
395 | PWD | ELECT | 2020 | 19.9.6 | Double Over Hang 1.00 metre Long | Each | 1509 | 5 | 7545
396 | PWD | ELECT | 2020 | 19.10 | Erection of STEEL TUBULAR or "H" BEAM/ ISMB pole in cement concrete 1:3:6 (1 cement : 3 coarse sand : 6 graded stone aggregate 40 mm nominal size) foundation and cement concrete collar of size 0.4 metre dia and 0.50 metre height from ground level including excavation and refilling etc. as per specification of length: 19.10.4 7 metre to 10 metre | Each | 2610 | 15 | 39150
397 | PWD | ELECT | 2020 | 30.1 | Earth work in all type soil except soft rock / hard rock with all lead and 1.5 metre lift, dressing, stacking excavated strata including refilling of excavated soil in trench / pit to ground level complete as per specification. | cum | 168 | 15 | 2520
398 | PWD | ELECT | 2020 | 32.8 | Supplying following sizes FRLS PVC insulated , PVC sheathed, steel armoured, copper conductor controle cable of 1.1 KV grade 32.8.1 2 x 1.5 sq. mm | Metre | 40 | 150 | 6000
399 | PWD | ELECT | 2020 | 12.3 | Earthing with copper earth plate 600 mm X 600 mm X 3 mm thick including accessories, and providing masonry enclosure with cover plate having locking arrangement and watering pipe, with charcoal and salt as per specification and IS Code 3043: 1987(R 2016) | Set | 6209 | 4 | 24836
400 | PWD | ELECT | 2020 | 13.1 | Providing and fixing of lightning conductor finial, made of 25 mm dia 300 mm long, copper tube, having single prong at top, with 85 mm dia 3 mm thick copper base plate having 4 nos holes for fixing etc. complete as per specification. | Each | 767 | 2 | 1534
401 | PWD | ELECT | 2020 | 13.2 | Making jointing of copper tape (with another copper tape, base of the finial or any other metallic object) by reverting, sweating and soldering/ nut bolting of as per specification. | Each | 51 | 40 | 2040
402 | PWD | ELECT | 2020 | 13.3 | Providing and fixing copper tape 20 mm X 3 mm thick on parapet or surface of wall for lightning conductor complete as per specification.(For horizontal run) | Metre | 217 | 120 | 26040
403 | PWD | ELECT | 2020 | 13.4 | Providing and fixing copper tape 20 mm X 3 mm thick on parapet or surface of wall for lightning conductor complete as per specification.(For vertical run) | Metre | 219 | 150 | 32850
404 | PWD | ELECT | 2020 | 13.5 | Providing and fixing testing joint, made of 20 mm X 3 mm thick copper strip, 125 mm long, with 4 nos. of tinned brass bolts, nuts, chuck nuts and spring washers etc. complete as per specification. | Each | 93 | 10 | 930
405 | PWD | ELECT | 2020 | 13.6 | Providing and laying copper tape 32 mm X 6 mm from earth electrode directly in ground as per specification. | Metre | 654 | 120 | 78480
406 | PWD | ELECT | 2020 | 31.14 | Painting new steel and other metallic surface with red oxide zinc chromide primer paint complete with supply of material labour etc. including preparation of surface. | sqm | 116 | 4 | 464
407 | PWD | ELECT | 2020 | 31.15 | Painting wood steel and other metallic surface with Aluminium Paint complete with material and labour including preparation of surface. | sqm | 143 | 4 | 572
408 | PWD | ELECT | 2020 | 19.10 | Erection of STEEL TUBULAR or "H" BEAM/ ISMB pole in cement concrete 1:3:6 (1 cement : 3 coarse sand : 6 graded stone aggregate 40 mm nominal size) foundation and cement concrete collar of size 0.4 metre dia and 0.50 metre height from ground level including excavation and refilling etc. as per specification of length: 19.10.3 5.0 metre to 6.5 metre | Each | 1854 | 4 | 7416
409 | PWD | ELECT | 2020 | 20.1 | Supply and fixing following overhead line accessories. 20.1.1 Stay rod (19/20mm dia 1.8 metre long) with anchor plate 300x300x6.4mm in CC | Set | 512 | 8 | 4096
410 | PWD | ELECT | 2020 | 20.1.2 | Stay wire 7/4.0mm dia | kg | 39 | 40 | 1560
411 | PWD | ELECT | 2020 | 20.1.6 | Bow tightener | Each | 163 | 12 | 1956
412 | PWD | ELECT | 2020 | 14.5 | Supplying and fixing G.I. pipe along with wall or pole/ support with 2 Nos MS clamps for protection of under ground cable in approved manner including bolts and nuts or metal dash fasteners complete as per specification. 14.5.3 50 mm dia | Metre | 403 | 24 | 9672
413 | PWD | ELECT | 2020 | 12.19 | Providing maintenance free earthing with following size GI pipe including making bore pit of minimum 150mm dia, providing and laying approved make Earthing Electrode of Pipe-in-Pipe technology as per IS 3043(R 2016) -1987 made of corrosion free G.I. Pipes having outer pipe of 80mm dia and inner pipe of 50mm dia and filling with specified qty highly conductive compound around pipe and above that with soft soil in bore pit complete and providing masonry enclosure with cover plate having locking arrangement and watering pipe etc. as per specification: 12.19.1 With 3 metre long GI Pipes and 50 kg back filling compound. | Each | 10955 | 4 | 43820
414 | PWD | ELECT | 2020 | 3.14 | Supplying and drawing UTP 4 pair Cat 6 LAN wire in existing surface/ concealed Steel/FRLS PVC conduit as per specification | metre | 19 | 3000 | 57000
415 | PWD | ELECT | 2020 | 5.4 | Supplying and fixing following modular switch, socket, other accesSoRies on the existing modular plate & switch box including connections but excluding modular plate etc. as per specification. 5.4.13 RJ-45 {CAT6} socket outlet | Each | 263 | 34 | 8942
416 | PWD | ELECT | 2020 | 5.4.14 | RJ-45 {CAT6} LAN, I/O Box | Each | 199 | 34 | 6766
417 | PWD | ELECT | 2020 | 27.28 | Supplying , installation , testing and commissioning of 8 Port Managable PoE Switch 10/100/1000 8 Port with 2 Giga SFP uplink, L2 Managed PoE switch , Power Budget max 96 W , single port 30 W ,AI Extend , AI VLAN as per the specifications. | Each | 8959 | 10 | 89590
418 | PWD | ELECT | 2020 | 27.44 | Supplying , installation , testing and commissioning of 4U Indoor Rack Wallmount 4U 400D With Front Glass Door Lock & Key 550 4U - (fan; cable manager; PDU) complete as required. | Each | 3132 | 4 | 12528
419 | PWD | ELECT | 2020 | 27.73 | Supply, installation and testing for HDMI cable. | Metre | 462 | 30 | 13860
420 | PWD | ELECT | 2020 | 27.74 | Supply installation and testing for VGA cable. | Metre | 379 | 30 | 11370
421 | PWD | ELECT | 2020 | 26.2 | Suppying , installation , testing and commissioning of Fire alarm Control panel (UL Listed) suitable for 252 addressable points (Detector & Devices). Comprising of the following system components: Operating units, Periphery boards, Power supplies,System enclosures, with battery backup 24hours and 30minutes, | Each | 125740 | 1 | 125740
422 | PWD | ELECT | 2020 | 26.9 | Suppying , installation , testing and commissioning of Intelligent Addressable Multi-sensor Smoke detector: Multi-criteria addressable fire detector that incorporates photoelectric and thermal sensors,Polarity insensitive utilizing SureWireTM technology,Tri-color detector status LED with 360° viewing,Field-selectable application profiles,Superior EMI immunity, Remote sensitivity-measurement capability,Automatic environment compensation,UL Listed and ULC Listed; FM Approved. | Each | 2986 | 60 | 179160
423 | PWD | ELECT | 2020 | 26.10 | Suppying , installation , testing and commissioning of Intelligent Addressable Heat detector: Provides seven (7) field-selectable settings in the 135° í 174°F (57.2° í 78.9°C) temperature range ,Tri-color detector-status light-emitting diode (LED) with 360° viewing,Polarity insensitive utilizing SureWireTM technology,Superior EMI / RFI Immunity,UL521 Listed and ULC Listed; FM Approved. | Each | 2787 | 22 | 61314
424 | PWD | ELECT | 2020 | 26.11 | Suppying , installation , testing and commissioning of Intelligent Addressable Type Manual Call Point: Intelligent Manual Fire Alarm Box is constructed of durable, molded and polycarbonate material that is matte finished in red with raised white lettering Single-action,Pull-down lever is down, until manually reset,Polarity insensitive via SureWireTM technology | Each | 4317 | 6 | 25902
425 | PWD | ELECT | 2020 | 26.13 | Suppying , installation , testing and commissioning of Conventional Type Hooter with Strobe: Hooter with Strobe. Wall Mount models feature field selectable candela settings of 15/30/75/110cd and 135/185cd. Ceiling Mount models feature field selectable candela settings of 15/30/75/95cd and 115/177cd. UL Listed, ULC, FM approved. NFPA Compliant. Red. | Each | 5084 | 6 | 30504
426 | PWD | ELECT | 2020 | 26.14 | Suppying , installation , testing and commissioning of Response Indicator for above false ceiling detector | Each | 156 | 12 | 1872
427 | PWD | ELECT | 2020 | 26.15 | Suppying , installation , testing and commissioning of Intelligent Addressable Relay control module for Hooter Interfacing and supervising normally open (N.O) or normally closed (N.C) contacts,Integral single-pole, double-throw (SPDT) relay (up to 4 amps) ,Multi-color light-emitting diode (LED) indicates system status, UL Listed & ULC Listed; FM Approved | Each | 4277 | 4 | 17108
428 | PWD | ELECT | 2020 | 26.16 | Suppying , installation , testing and commissioning of 2 core x 1.5 sq.mm Armoured FRLS fire cable | Metre | 509 | 864 | 439776
429 | PWD | ELECT | 2020 | 26.17 | Supply and erecting of following ISI marked Fire extenguishers on wall/ column including erecting bracket etc complete. 26.17.5 CO2 type Fire Extinguisher ISI marked confirming to IS:15683:2018 Capacity 4.5Kg. INITIAL CHARGE:- Carbon dioxide used in extinguishers shall comply with IS 15222. FIRE RATING:- 55B. Complete with Hose Assembly and horn , locking arrangement, operation manual, bracket with two screw and sleeve | Each | 8222 | 4 | 32888
430 | PWD | ELECT | 2020 | 26.17.1 | ABC Fire Extinguisher 9KG Nitrogen Store Pressure As per IS: 15683:2018 Body Sheet Not Less Then 2mm Thickness, CE Mark NRV Valve With ABC Powder 90% UL 299 FIRE RATING: 6A, 144B. With all accessories. | Each | 5468 | 2 | 10936
431 | PWD | ELECT | 2020 | 3.14 | Supplying and drawing UTP 4 pair Cat 6 LAN wire in existing surface/ concealed Steel/FRLS PVC conduit as per specification | metre | 19 | 3000 | 57000
432 | PWD | ELECT | 2020 | 11.3 | Supplying, installation, testing and commissioning following rating single phase 230 volts sine wave inverter (without battery) including connection as per specification. 11.3.3 1.50 KVA | Each | 5504 | 1 | 5504
433 | PWD | ELECT | 2020 | 11.4 | Supplying, installation, testing and commissioning following rating (Sealed Maintenance Free) lead acid battery including connection as per specification. 11.4.5 150 AH | Each | 14252 | 2 | 28504
434 | PWD | ELECT | 2020 | 27.11 | Supplying , installation , testing and commissioning of 4 MP Bullet Camera weather & dust proof IP based Fixed Lens day/night Camera (IP67 , IK 10) , 1/3” 4MP PS CMOS Image Sensor, H.265 and H.264 triple-stream encoding, WDR(120dB), Day/Night Support, UL ,CE FCC Certified as per the specifications. | Each | 6353 | 26 | 165178
435 | PWD | ELECT | 2020 | 27.12 | Supplying , installation , testing and commissioning of 2 MP DOME Camera weather & dust proof IP based Fixed Lens day/night Camera (IP66) 2Megapixel CMOS Image Sensor,H.265 / H.264 triple-stream encoding , WDR(120dB), Day/Night UL, CE, FCC Certified as per the specifications. | Each | 5094 | 14 | 71316
436 | PWD | ELECT | 2020 | 27.21 | Supplying , installation , testing and commissioning of 32 Channel NVR 4 Sata port Up to 32 channel IP camera input , Max 200Mbps incoming bandwidth ,Smart H.265+/H.265/Smart H.264+/H.264 dual codec decoding , Up to 8MP resolution preview and playback , Support 4 SATA HDDs up to 6 TB each, 2 USB(1 USB3.0, 1 USB2.0) , 1 HDMI / 1 VGA simultaneous video output , ONVIF Version 2.4 conformance , Alarm In / out 16/4 , Two way talk 1 Channel Input, 1 Channel Output RCA , 2 RJ-45 port (10/100/1000Mbps), 1 RS485, 1 RS232 as per the specifications. | Each | 26449 | 2 | 52898
437 | PWD | ELECT | 2020 | 27.27 | Supplying , installation , testing and commissioning of 8 Port Giga PoE Switch 10/100/1000 8 Port with 2 GigaJ 45 uplink, PoE switch ,AI Extend , AI Vlan as per the specifications. | Each | 6711 | 8 | 53688
438 | PWD | ELECT | 2020 | 27.31 | Supplying , installation , testing and commissioning of 16 Port Giga PoE switch 10/100/1000 16 Port with 2 Giga SFP uplink, PoE switch Power Budget 150 watt ,Single Port Max 30W , AI Extend ,AI VLAN as per the specifications. | Each | 16605 | 4 | 66420
439 | PWD | ELECT | 2020 | 27.39 | Supplying , installation , testing and commissioning of 8 TB Surveillance Hard disk drive Complete as required | Each | 21655 | 1 | 21655
440 | PWD | ELECT | 2020 | 27.49 | Supplying, installation, testing and commissioing of following size LED Monitor, table/wall mount with inbuild speaker minimum 5Wx2,with minimum 1 No of HDMI and USB port including remote control, connecting cable, batteries, and all accessories, connection etc complete as per specification. 27.49.2 43 inch | Each | 43178 | 2 | 86356
441 | PWD | ELECT | 2020 | 27.73 | Supply, installation and testing for HDMI cable. | Metre | 462 | 120 | 55440
442 | PWD | ELECT | 2020 | 27.74 | Supply installation and testing for VGA cable. | Metre | 379 | 30 | 11370
443 | PWD | ELECT | 2020 | 24.3 | Supplying of approved make split type Air Conditioner unit with cooling unit (copper coil) and condensing unit (copper coil) including 5 years compressor warranty and standard length of upto 3 metre of copper piping with insulation, etc complete as per specification: 24.3.2 1.5 ton split type capacity 4500 kcal / hr (3 star). | Each | 33375 | 18 | 600750
444 | PWD | ELECT | 2020 | 24.3.3 | 2.0 ton split type capacity 6000 kcal / hr (3 star). | Each | 48012 | 16 | 768192
445 | PWD | ELECT | 2020 | 24.4 | Installation of split type Inverter/Non Inverter Air Conditioner unit, cooling unit on wall inside and condensing unit on out side wall/ ceiling/ floor at desired locations with existing standard length of copper piping with insulation and power cable including providing and fixing necessary good quality powder coated MS frame etc complete as per specification. (Extra length of copper piping and power cable shall be paid extra on linear basis) | Each | 2110 | 34 | 71740
446 | PWD | ELECT | 2020 | 24.10 | Supply, connecting and fixing extra length of copper piping for split type air conditioners of following dia and approved quality with insulation sleave etc complete as per specification 24.10.1 5/8 " | Metre | 375 | 360 | 135000
447 | PWD | ELECT | 2020 | 24.10.2 | 1/2 " | Metre | 241 | 160 | 38560
448 | PWD | ELECT | 2020 | 24.10.3 | 1/4 " | Metre | 187 | 180 | 33660
449 | PWD | ELECT | 2020 | 24.7 | Supply and fixing of approved make wall mounting type voltage stabilizer with input volts 160-250, output volts 200-240 volts and double step relay on desired location with necessary fixing material including connection etc complete as per specification. 24.7.1 4 KVA | Each | 3832 | 18 | 68976
450 | PWD | ELECT | 2020 | 24.7.2 | 5 KVA | Each | 4367 | 16 | 69872
451 | PWD | ELECT | 2020 | 24.11 | Supplying and fixing good quality powder coated MS frame for installation of out door unit of split type Air Conditioner at desired location with atleast 6 nos steel fastners etc complete as per specification | Set | 435 | 34 | 14790
452 | PWD | ELECT | 2020 | 24.12 | Supplying, connecting and fixing 15mm dia PVC flexible drain pipe (reinforced with nylon threads) in drain outlet of split type air conditioners etc complete as per specification | Metre | 14 | 340 | 4760
453 | PWD | ELECT | 2020 | 22.1 | Suppy, installation, testing & commissitioning and putting into operation and final testing of automatic lift complete with ARD and all standard equipments, accessories and control equipments as per manufacturer's design and as per CPWD specification (Part III LIFTS) and fulfilling following requirments on turn key basis. A. Type : Passenger lift B. Load : 8 passenger/ 544 Kg C. Speed : 1.0 metre per second D. Contol : AC2 E. Operation : Microprosser based simplex collective selective with/without lift attendent F. Total rise : About 9 mtrs G. Landings : 4 All on same side H. Floors served : G,1,2,3 I. Signals : Digital car position indicator, car travel direction indicator in car & at all landings J. Lift shaft size : About 1900 mm width X 1900 mm depth, finished with plaster (size as per actual site conditions) K. Lift car size : About 1300 mm width X 1100 mm depth L. Car entrance : Minimum Clear opening 800 mm wide X 2000 mm high protected with car door M. Landing entrance: Clear opening 800 mm wide X 2000 mm high protected with landing door N. Car door : Stainless steel /Glass Door two pannel telescopic/centre opening flush type O. Landing door : Stainless steel /Glass Door two pannel telescopic/centre opening flush type P. Door operation: Automatic electric power operated door with infra red protection Q. Car interior : Stainless steel pannel with hair line/ mirror/moon rock finish on all sides R. Car floor : Hard wood covered with PVC/ marblex tiles S. Car ceiling & lighting : Fluorscent lighting concealed by suspended false ceiling with plain acrylic diffuser. The frame of suspended false ceiling shall be of powder coated aluminium T. Car ventilation : Pressure fan with anodised aluminium grill U. Emergency lighting in car: Battery operated Emergency lighting in the lift car V. Intercom system : Battery operated Intercom system in lift car, machine room and control room W. Emergency alarm : Battery operated alarm bell system in lift car & contol room X. Position of machine room: Directly above the lift shaft Y. Electric power supply : AC 415 Volts 3 phase 50 Hz terminated in machine room Z. Fire man switch : Fire man switch at main landing termanal | Job | 1360184 | 2 | 2720368
454 | PWD | ELECT | 2020 | 22.2 | Add or deduct for providing all additional parts/ equipments or for enhancing the capacity of parts/ equipments in automatic lift for 8 persons, speed 1.0 m/sec for every additional floor beyond initial G+3 floors. | each additional floor | 94457 | -2 | -188914
455 | PWD | ELECT | 2020 | 2.7 | Wiring for light/ fan/ exhaust fan / call bell point with 3x1.5 sqmm FRLS PVC insulated stranded copper conductor wire for phase, neutral and earth in surface FRLS PVC conduit (heavy duty, thickness of pipe should be 2 mm) with 5/6 amp modular switch, modular base and cover plate, suitable size G.I. box as per specification and IS: 694 (2010), IS: 9537 (2000 Part 5) 2.7.1 Short Point | Point | 227 | 4 | 908
456 | PWD | ELECT | 2020 | 2.7.2 | Medium Point | Point | 347 | 4 | 1388
457 | PWD | ELECT | 2020 | 2.7.3 | Long Point | Point | 465 | 8 | 3720
458 | PWD | ELECT | 2020 | 1.9 | Extra for providing and fixing light plug point on board in concealed FRLS PVC conduit (heavy duty, thickness of pipe should be 2 mm) point wiring with modular type 3 pin 5/6 amp socket outlet and 5/6 amp switch including cost of base and cover plate and G. I. box etc. as per specification and IS: 694 (2010), IS: 9537 (2000 Part 5) | Point | 216 | 4 | 864
459 | PWD | ELECT | 2020 | 1.13 | Wiring for circuit/ sub main wiring along with earth wire with the following sizes of FRLS PVC insulated copper conductor, wire in concealed FRLS PVC conduit (heavy duty, thickness of pipe should be 2 mm) as per specification and IS: 694 (2010), IS: 9537 (2000 Part 5) 1.13.2 3 X 2.5 sq. mm in 20mm conduit | Metre | 111 | 120 | 13320
460 | PWD | ELECT | 2020 | 6.27 | Supplying, installation, testing and commissioning of following LED Bulk Head fitting complete with Electronic Driver Heat sink Capacitor and all other accessories, including connection, earthing etc complete as per specification and P.F. should be greater than 0.9. LED chip efficacy ratio ≥ 100 lumens /watt. IP65 6.27.1 10 watt | Each | 1140 | 16 | 18240
461 | PWD | ELECT | 2020 | 9.4 | Supplying and fixing on surface/ recess horizontal type following way, 415 volts, TPN MCB distribution board of sheet steel phosphatized and powder painted, complete with tinned copper busbar, neutral busbar, earth bar, din bar, detachable gland plate, including interconnections, earthing etc. as per specification. (But without MCB/RCCB/Isolator) 9.4.4 4 way Double door | Each | 1716 | 2 | 3432
462 | PWD | ELECT | 2020 | 9.11 | Supplying and fixing SP MCB, 240 volts, 'C' curve, suitable for inductive load in the existing MCB DB complete with connections, testing and commissioning etc. as per specification. 9.11.2 6 amps to 32 amps | Each | 148 | 16 | 2368
463 | PWD | ELECT | 2020 | 9.22 | Supplying and fixing following rating, four pole, (three phase and neutral), 415 volts, residual current circuit breaker (RCCB), having a sensitivity current up to 300 milliamperes in the existing MCB DB complete with connections, testing and commissioning etc. as per specification. 9.22.3 63 amps | Each | 2329 | 2 | 4658
464 | PWD | ELECT | 2020 | 12.3 | Earthing with copper earth plate 600 mm X 600 mm X 3 mm thick including accessories, and providing masonry enclosure with cover plate having locking arrangement and watering pipe, with charcoal and salt as per specification and IS Code 3043: 1987(R 2016) | Set | 6209 | 8 | 49672
465 | PWD | ELECT | 2020 | 12.5 | Supplying and laying 25 mm X 5 mm copper strip at 0.50 metre below ground as strip earth electrode, including soldering, excavation and refilling the trench etc. as per specification. | Metre | 513 | 160 | 82080
466 | PWD | ELECT | 2020 | 15.3 | Supplying and laying following sizes one number FRLS PVC insulated /XLPE, PVC sheathed, steel armoured, aluminium conductor power cable of 1.1 KV grade in existing RCC/ HUME/ STONEWARE/ METAL/ HDPE pipe as per specification, IS: 1554 (1988, Part 1) / IS: 7098 (1988, Part 1). 15.3.23 4 x 16 sq. mm. | Metre | 103 | 120 | 12360
467 | PWD | ELECT | 2020 | 24.23 | Supplying, installation, testing and commissiong of following size drinking water cooler storage type ISI marked, eco friendly non CFC refrigarant, water tank and cooler cabinet sheet material- stainless steel {grade AISI 304} with thickness>= 0.8 mm, with PUF insulation including all accessories connection etc complete as per specification. 24.23.2 60/120 Ltrs/hr | Each | 34581 | 2 | 69162
468 | PWD | ELECT | 2020 | 24.24 | Supplying, installation, testing and commissiong of following capacity of RO purification system with UF/UV/TDS controler and UV lamp {IS 14724 Ultra voilet disinfection} and minimum three stage purification, automatic on/off, output water conferming standard IS 10500 with inbuild storage tank including all accessories connection etc complete as per specification. 24.24.1 25 Ltrs/hr output capacity | Each | 23508 | 2 | 47016
[8 empty] | Total | 63070113
[8 empty] | Say in | 630.70 Lacs
Sub Engineer |  |  |  |  | S.D.O. P.W.D Sub Division No-1 Durg |  | Executive Engineer P.W.D Durg Division Durg

## REFERENCE
Department Name | Code | SOR Name | SOR | UOM Name | UOM Code | false6329
Bastar Urban Public Transport Society (BSTUPTS) | BSTUPTS | ELECTRIC | ELECT | Percentage | %
Bilaspur Urban Public Transport Society (BSPUPTS) | BSPUPTS | NON SOR | NS | Per mile | %O
Chhattisgarh Department of Agriculture (CGDA) | CGDA | BRIDGE | PWD_BRIDGE | 1000 no. | 1000 no.
Chhattisgarh Handicraft Board (CGHCB) | CGHCB | PWD BUILDLING | PWD BLD | 1000No. | 1000No.
Chhattisgarh High Court, Bilaspur (CGHC) | CGHC | PWD ROAD | PWD ROAD | Siemens Per meter | A/V
Chhattisgarh Housing Board (CGHB) | CGHB |  |  | Acre | ACR
Chhattisgarh Infotech Promotion Society (CHiPS) | CHiPS |  |  | Activity unit | AU
Chhattisgarh Medical Services Corporation Ltd. (CGMSC) | CGMSC |  |  | Bag | BAG
Chhattisgarh Police Housing Corporation Ltd (CGPHC) | CGPHC |  |  | Book | BK
Chhattisgarh Rajya Beej Evam Krishi Vikas Nigam (CGRBEKVN) | CGRBEKVN |  |  | Box | BOX
Chhattisgarh State Civil Supplies Corp. Limited (SCSC) | SCSC |  |  | Gallons per hour (US) | BPH
Chhattisgarh State Industrial Development Corporation (CSIDC) | CSIDC |  |  | Bottle | BT
Chhattisgarh State Mandi Board (CGSMB) | CGSMB |  |  | Cubic sentimeter /second | C3S
Chhattisgarh State Minor Forest Produce(Trading & Developme) Co-Operative Federation Ltd (CGMFPFED) | CGMFPFED |  |  | Canister | CAN
Chhattisgarh State Power Distribution Company Limited (CGSPDCL) | CGSPDCL |  |  | Carton | CAR
Chhattisgarh State Power Generation Company Limited (CGSPGCL) | CGSPGCL |  |  | Cubic Centimeter | CCM
Chhattisgarh State Power Transmission Company Limited (CGSPTCL) | CGSPTCL |  |  | Cubic decimeter | CD3
Chhattisgarh State Warehousing Corporation (CGSWC) | CGSWC |  |  | Centiliter | CL
Chhattisgarh Text Book Corporation (CGTBC) | CGTBC |  |  | cm | cm
Department of Animal Husbandry and Dairy (DAHD) | DAHD |  |  | Centimeter | CM
Department of Home Guard and Civil Defence Chhattisgarh (HGCD) | HGCD |  |  | Square centimeter | CM2
Department of Panchayat and Social Welfare (DPSW) | DPSW |  |  | Crate | CRT
Department of School Education (DSE) | DSE |  |  | Case | CS
Department of Technical Education (DTE) | DTE |  |  | Cu.Mtr. | Cu.Mtr.
Directorate of Fisheries (DF) | DF |  |  | cum | cum
Durg-Bhilai Urban Public Transport Society (DBUPTS) | DBUPTS |  |  | cum.km | cum.km
Food and Drug Administration (FDA) | FDA |  |  | Days | DAY
Health Department (HD) | HD |  |  | Degree | DEG
Indira Gandhi Krishi Vishwavidyalaya (IGKV) | IGKV |  |  | DFLT | DFLT
Korba Urban Public Transport Society (KRBAUPTS) | KRBAUPTS |  |  | Decimeter | DM
Koriya Urban Public Transport Society (KRYAUPTS) | KRYAUPTS |  |  | Drum | DR
Mineral Resources Department (MRD) | MRD |  |  | Dozen | DZ
Naya Raipur Development Authority (NRDA) | NRDA |  |  | EACH | EA
Panchayat and Rural Development (PARD) | PARD |  |  | each | each
Public Health Engineering Department (PHED) | PHED |  |  | each additional floor | each additional floor
Public Works Department (PWD) | PWD |  |  | each cut | each cut
Raigarh Urban Public Transport Society (RIGUPTS) | RIGUPTS |  |  | each test | each test
Raipur Collectorate (RC) | RC |  |  | each tree guard | each tree guard
Raipur Development Authority (RDA) | RDA |  |  | each tree guard | each tree guard
Raipur Urban Public Transport Society (RUPTS) | RUPTS |  |  | Enzyme Units / Milliliter | EML
Rajnandgaon Urban Public Transport Society (RNDGUPTS) | RNDGUPTS |  |  | Enzyme Units | EU
Rural Engineering Services (RES) | RES |  |  | Fluid Ounce US | FOZ
Sarguja Urban Public Transport Society (SUPTS) | SUPTS |  |  | Feet | FT
State Urban Development Agency (SUDA) | SUDA |  |  | Square foot | FT2
Urban Administration and Development Department (UADD) | UADD |  |  | Cubic foot | FT3
Water Resources Department (WRD) | WRD |  |  | Gigajoule | FY
|  |  |  | Gram | G
|  |  |  | gram act.ingrd /liter | G/L
|  |  |  | US gallon | GAL
|  |  |  | Gram Gold | GAU
|  |  |  | Gram act.ingrd. | GI
|  |  |  | Gram /liter | GLI
|  |  |  | Gram/Mol | GM
|  |  |  | Gram /square meter | GM2
|  |  |  | Gram/Cubic meter | GM3
|  |  |  | Gigaohm | GOH
|  |  |  | Gallons per mile (US) | GPM
|  |  |  | Gross | GRO
|  |  |  | Hour | H
|  |  |  | Hectare | HA
|  |  |  | hectare | hectare
|  |  |  | Hectoliter | HL
|  |  |  | hour | hour
|  |  |  | Hours | HR
|  |  |  | Joule /kilogram | JKG
|  |  |  | Joule /Mol | JMO
|  |  |  | Job | Job
|  |  |  | joint | joint
|  |  |  | Kilogram act.ingrd | KAI
|  |  |  | Kilogram /cubic decimeter | KD3
|  |  |  | kg | kg
|  |  |  | Kilogram | KG
|  |  |  | Kilogram/Mol | KGM
|  |  |  | Kilogram /Second | KGS
|  |  |  | Kilogram / cubic meter | KGV
|  |  |  | kg act.ingrd /kg | KIK
|  |  |  | Kilojoule/kilogram | KJK
|  |  |  | Kilojoule/Mol | KJM
|  |  |  | Kilo Litre | KL
|  |  |  | Km | Km
|  |  |  | Kilometer | KM
|  |  |  | km. | km.
|  |  |  | Square kilometer | KM2
|  |  |  | Kilometer/hour | KMH
|  |  |  | Kelvin/Minute | KMN
|  |  |  | Kelvin /Second | KMS
|  |  |  | Kilonewton per square meter | KNM
|  |  |  | Kilopascal | KPA
|  |  |  | Kilotonne | KT
|  |  |  | Kilovoltampere | KVA
|  |  |  | US Pound | LB
|  |  |  | Liter per 100 km | LHK
|  |  |  | litre | litre
|  |  |  | Liter /Minute | LMI
|  |  |  | Liter /Molsecond | LMS
|  |  |  | LOT | LOT
|  |  |  | Liter Per hour | LPH
|  |  |  | Lumpsum | LS
|  |  |  | LITRE | LT
|  |  |  | Meter | M
|  |  |  | 1/square meter | M-2
|  |  |  | Mol per cubic meter | M:M
|  |  |  | Megawatt hours | M..
|  |  |  | M.T. | M.T.
|  |  |  | Meter /Hour | M/H
|  |  |  | Mol per liter | M/L
|  |  |  | Meter /second | M/S
|  |  |  | Square meter | M2
|  |  |  | Square meter/Coat | M2C
|  |  |  | Square meter/second | M2S
|  |  |  | Cubic meter | M3
|  |  |  | Cubic meter /Hour | M3H
|  |  |  | Cubic meter/second | M3S
|  |  |  | Megajoule | MEJ
|  |  |  | meter | meter
|  |  |  | metre | metre
|  |  |  | Milligram | MG
|  |  |  | Milligram/liter | MGL
|  |  |  | Megohm | MGO
|  |  |  | Milligram /cubic meter | MGQ
|  |  |  | Megavolt | MHV
|  |  |  | Mile | MI
|  |  |  | Square mile | MI2
|  |  |  | Minute | MIN
|  |  |  | Microsecond | MIS
|  |  |  | Milliliter | ML
|  |  |  | Milliliter act.ingr. | MLI
|  |  |  | Millimeter | MM
|  |  |  | Square millimeter | MM2
|  |  |  | Cubic millimeter | MM3
|  |  |  | Meganewton | MN
|  |  |  | Millinewton/meter | MNM
|  |  |  | Months | MON
|  |  |  | Miles per gallon (UG) | MPG
|  |  |  | Millimol per liter | MPL
|  |  |  | Millipascal seconds | MPS
|  |  |  | Millisecond | MS
|  |  |  | Meter/second squared | MS2
|  |  |  | Microsiemens per centimeter | MSC
|  |  |  | METRIC TON | MT
|  |  |  | MTR | MTR
|  |  |  | Nanoampere | NA
|  |  |  | Nanometer | NAM
|  |  |  | Number Days | ND
|  |  |  | Kilonewton | NI
|  |  |  | Newton/meter | NM
|  |  |  | Newton/Square millimeter | NMM
|  |  |  | Number | NO
|  |  |  | Nanosecond | NS
|  |  |  | one RCC jaali tree guard | one RCC jaali tree guard
|  |  |  | one RCC jaali tree guard | one RCC jaali tree guard
|  |  |  | Ounce | OZ
|  |  |  | Points | P
|  |  |  | P.cmt | P.cmt
|  |  |  | P.cumt. | P.cumt.
|  |  |  | P.KG. | P.KG.
|  |  |  | P.Kit | P.Kit
|  |  |  | P.Km. | P.Km.
|  |  |  | P.mtr | P.mtr
|  |  |  | P.Pair | P.Pair
|  |  |  | P.Point | P.Point
|  |  |  | p.sq.mtr | p.sq.mtr
|  |  |  | P/sq.Mt. | P/sq.Mt.
|  |  |  | Pair | PAA
|  |  |  | Pack | PAC
|  |  |  | Pad | PAD
|  |  |  | Pair | Pair
|  |  |  | Pallet | PAL
|  |  |  | Pascal second | PAS
|  |  |  | Piece | PC
|  |  |  | Megavoltampere | PCT
|  |  |  | per cm height per letter | per cm height per letter
|  |  |  | per cm height per letter | per cm height per letter
|  |  |  | per cubic centimeter | per cubic centimeter
|  |  |  | Per Km. | Per Km.
|  |  |  | per letter | per letter
|  |  |  | Per mtr | Per mtr
|  |  |  | per pouch | per pouch
|  |  |  | per test | per test
|  |  |  | per tonne | per tonne
|  |  |  | per tonne capacity | per tonne capacity
|  |  |  | per.mtr | per.mtr
|  |  |  | 1/minute | PMI
|  |  |  | Pikofarad | PO
|  |  |  | Point | Point
|  |  |  | Parts per billion | PPB
|  |  |  | Parts per million | PPM
|  |  |  | Parts per trillion | PPT
|  |  |  | Number of persons | PRS
|  |  |  | Picosecond | PS
|  |  |  | Pound Per Sq inch | PSI
|  |  |  | Pint, US liquid | PT
|  |  |  | Per Ton Per KM | PTPK
|  |  |  | Kilomol | QML
|  |  |  | QUINTAL | QNTL
|  |  |  | Quart, US liquid | QT
|  |  |  | quintal | quintal
|  |  |  | Nanofarad | R-U
|  |  |  | R.M. | R.M.
|  |  |  | Millifarad | RF
|  |  |  | Gramm/cubic centimeter | RHO
|  |  |  | Rim | RIM
|  |  |  | Ream | RM
|  |  |  | RUNNING METRE | RMT
|  |  |  | Role | ROL
|  |  |  | Set | Set
|  |  |  | SET | SET
|  |  |  | SHEET | SHEET
|  |  |  | Sq.mtr | Sq.mtr
|  |  |  | sqm | sqm
|  |  |  | Thousand Hours | THR
|  |  |  | Tonnes | TO
|  |  |  | Ton/Cubic meter | TOM
|  |  |  | US Ton | TON
|  |  |  | Tone | Tone
|  |  |  | Tonne | Tonne
|  |  |  | Thousand | TS
|  |  |  | UNIT | UNIT
|  |  |  | Voltampere | VA
|  |  |  | Vo mat. | VAL
|  |  |  | weeks | WK
|  |  |  | DEFAULT UNIT DESCRIPTION | XXX
|  |  |  | Yard | YD
|  |  |  | Square Yard | YD2
|  |  |  | Cubic yard | YD3
|  |  |  | Years | YR
|  |  |  | Microampere | µA
|  |  |  | Microfarad | µF
|  |  |  | Microgram /liter | µGL
|  |  |  | Microgram /cubic meter | µGQ
|  |  |  | Microliter | µL
|  |  |  | Micrometer | µM