## TENDER_ITEM_UPLOAD
Nit Schedule For Construction of Renovation & 3 Nos Additional Room at Rest House Building Lormi. i/c W.S.S.F. Electrification Work.
[10 empty] | PAC | Rs. 287.31 Lacs
SERIAL No. | Department | SOR | Year | Item Code | Description | UOM | Rate | Quantity | Amount | Ref Serial No | CREDIT ITEM (0/1) | Calc Field(Y/N)
1 | 2 | 3 | 4 | 5 | 6 | 7 | 8 | 9 | 10 | 11 | 12 | 13
1 | PWD | PWD BLD | 2015 | 1.2 | Surface dressing of the ground including removing vegetation and making up undulations and in-equalities not exceeding 15 cms in depth/ height including disposal of rubbish upto 1.5 m lift and lead upto 50m (at least 5m away from the dressed area). | sqm | 7.2 | 580 | 4176 | 0 | 0 | N
2 | PWD | PWD BLD | 2015 | 1.1.1 | Excavation for all types and sizes of foundations, trenches and drains or for any other purpose including disposal of excavated stuff upto 1.5 m lift and lead upto 50m (at least 5m away from the excavated area), including dressing and leveling of pits. 1.1.1 In all types of soils | cum | 185 | 715.21 | 132314 | 0 | 0 | N
3 | PWD | PWD BLD | 2015 | 1.6.1 | Extra for every additional lift of 1.5 m or part thereof. All types of soils | cum | 26.5 | 193.968 | 5140 | 0 | 0 | N
4 | PWD | PWD BLD | 2015 | 3.1.3 | Providing and laying nominal mix plain cement concrete with crushed stone aggregate using concrete mixer in all works upto plinth level excluding cost of form work. 1:3:6 (1 cement : 3 coarse sand : 6 graded stone aggregate 40mm nominal size). | cum | 2970 | 169.52 | 503474 | 0 | 0 | N
5 | PWD | PWD BLD | 2015 | 1.18 | Providing and filling in plinth with sand/ Crusher dust and hard moorum under floor in layers not exceeding 20cm in depth consolidating each deposited layer by ramming and watering, including dressing etc. complete. | cum | 371 | 1871.72 | 694408 | 0 | 0 | N
6 | PWD | PWD BLD | 2015 | 3.2 | Providing and laying nominal mix reinforced cement concrete with crushed stone aggregate using concrete mixer in all works upto plinth level excluding cost of form work. 3.2.11:1½:3 (1 cement : 1½ coarse sand : 3 graded stone aggregate 20mm nominal size). | cum | 4163 | 375.9292 | 1564993 | 0 | 0 | N
7 | PWD | PWD BLD | 2015 | 3.4 | Extra for laying PCC/RCC of any grade in superstructure above plinth level for every floor or part thereof in addition to rate for foundation and plinth: GF | cum | 97.5 | 129.172 | 12594 | 0 | 0 | N
8 | PWD | PWD BLD | 2015 | 3.4 | Extra for laying PCC/RCC of any grade in superstructure above plinth level for every floor or part thereof in addition to rate for foundation and plinth FF | cum | 195 | 73.6168 | 14355 | 0 | 0 | N
9 | PWD | PWD BLD | 2015 | 3.4 | Extra for laying PCC/RCC of any grade in superstructure above plinth level for every floor or part thereof in addition to rate for foundation and plinth SF | cum | 292.5 | 8.3284 | 2436 | 0 | 0 | N
10 | PWD | PWD BLD | 2015 | 3.12 | Providing and placing in position reinforcement for R.C.C. work including straightening, cutting, bending, binding etc. complete as per drawings including cost of binding wire in foundation and plinth all complete: (i) Thermo-Mechanically treated bars FE 415 | kg | 54.5 | 40746.08 | 2220661 | 0 | 0 | N
11 | PWD | PWD BLD | 2015 | 2.1.1 | 2.1Providing and fixing form work including centring, shuttering, strutting, staging, propping bracing etc. complete and including its removal at all levels, for: Foundations, footings, bases of columns plinth beam, curtain wall in any shape and size and all type of wall below plinth level. | sqm | 139 | 540.5 | 75130 | 0 | 0 | N
12 | PWD | PWD BLD | 2015 | 2.1.8 | Beams, lintels, cantilevers & walls | sqm | 202 | 616.56 | 124545 | 0 | 0 | N
13 | PWD | PWD BLD | 2015 | 2.1.5 | Columns, Pillars, Piers and likes- rectangular or square in shape | sqm | 297 | 440.28 | 130763 | 0 | 0 | N
14 | PWD | PWD BLD | 2015 | 2.1.15 | Stair cases of all types excluding spiral and folded plate type, including risers and landings | sqm | 230 | 44.356 | 10202 | 0 | 0 | N
15 | PWD | PWD BLD | 2015 | 2.1.7 | Suspended floors, roofs, access platform, balconies (plain surfaces) and shelves (cast in situ) | sqm | 235 | 657.21 | 154444 | 0 | 0 | N
16 | PWD | PWD BLD | 2015 | 2.1.13 | Weather shade, chhajja, Cornices and mouldings | sqm | 294 | 63.6 | 18698 | 0 | 0 | N
17 | PWD | PWD BLD | 2015 | 2.1.2 | Wall of any thickness including attached pilasters, buttresses etc. in super structure. | sqm | 228 | 186.24 | 42463 | 0 | 0 | N
18 | PWD | PWD BLD | 2015 | 9.37 | Providing and fixing M.S. fan clamp/ hook for ceiling fan made out of 16 mm dia M.S. bar bent to shape with hooked ends in R.C.C. slabs, beams during laying including painting the exposed portion of loop. | each | 97 | 63 | 6111 | 0 | 0 | N
19 | PWD | PWD BLD | 2015 | 12.1 | Applying cement slurry on R.C.C. slab or cement concrete work using 2.75 kg/ sqm for receiving cement concrete floor including roughening cleaning etc complete. | sqm | 34 | 691.06 | 23496 | 0 | 0 | N
20 | PWD | PWD BLD | 2015 | 3.14 | Providing and mixing water proofing material in PCC/ RCC work in the proportion recommended by the manufacturer. | kg | 43.5 | 69.106 | 3006 | 0 | 0 | N
21 | PWD | PWD BLD | 2015 | 7.5.4 | Brick work with modular fly-ash lime bricks (FaLG Bricks) confirming to IS:12894-2002 of class designation 4.0 in foundation and plinth in:Cement Mortar 1:6 (1 cement : 6 coarse sand) | cum | 3263 | 258.106 | 842200 | 0 | 0 | N
22 | PWD | PWD BLD | 2015 | 7.6 | Extra for brick work in superstructure above plinth level for every floor or part thereof in addition to rate for foundation and plinth:GF | cum | 121 | 129.236 | 15638 | 0 | 0 | N
23 | PWD | PWD BLD | 2015 | 7.6 | Extra for brick work in superstructure above plinth level for every floor or part thereof in addition to rate for foundation and plinth FF | cum | 242 | 60.5 | 14641 | 0 | 0 | N
24 | PWD | PWD BLD | 2015 | 7.6 | Extra for brick work in superstructure above plinth level for every floor or part thereof in addition to rate for foundation and plinth SF | cum | 363 | 17.1 | 6207 | 0 | 0 | N
25 | PWD | PWD BLD | 2015 | 3.13 | Providing and laying damp proof course (upto 50mm thick) with plain cement concrete 1:2:4 (1 cement : 2 coarse sand : 4 graded crushed stone aggregate 20mm nominal size) including form work. | cum | 4237 | 1.304 | 5525 | 0 | 0 | N
26 | PWD | PWD BLD | 2015 | 3.15 | Applying a coat of hot bitumen VG-10 using @ 1.7kg/ sqm on damp proof course after cleaning the surface with brushes and finally with a piece of cloth lightly soaked in kerosene oil. | sqm | 93.5 | 26.08 | 2438 | 0 | 0 | N
27 | PWD | PWD BLD | 2015 | 11.1.2 | Providing and making 6mm thick cement plaster of mix: In Cement mortar 1:4 (1 cement : 4 fine sand) | sqm | 87 | 158.846 | 13820 | 0 | 0 | N
28 | PWD | PWD BLD | 2015 | 11.2.4 | Providing and making 12mm thick cement plaster of mix: In Cement Mortar 1:6 (1 cement : 6 fine sand) | sqm | 91.5 | 2065.026 | 188950 | 0 | 0 | N
29 | PWD | PWD BLD | 2015 | 11.3.4 | Providing and making 15mm thick cement plaster on the rough side of single or half brick wall of mix: In Cement Mortar 1:6 (1 cement : 6 fine sand) | sqm | 107 | 1523.576 | 163023 | 0 | 0 | N
30 | PWD | PWD BLD | 2015 | 11.41 | Providing and fixing chicken mesh weighting not less than 250 gms/ sqm as per IS : specification in the required width with 40mm long steel nails on vertical and horizontal surface near R.C.C. and brick walls junctions including scaffolding and all lead and lifts etc. complete before plastering upto 10mts in height. | sqm | 86 | 403.9 | 34735 | 0 | 0 | N
31 | PWD | PWD BLD | 2015 | 8.35 | Providing and fixing wall paneling frame made of commercial grade 12mm thick water proof ply strips 100mm wide at 600mm apart center to center vertically and horizontally with necessary screws, wooden plugs etc complete as required. | sqm | 552 | 1111.68 | 613647 | 0 | 0 | N
32 | PWD | PWD BLD | 2015 | 8.36.2 | Providing and fixing commercial grade water proof ply for wall paneling on wooden frame with necessary nails complete as required .12mm | sqm | 827 | 1111.68 | 919359 | 0 | 0 | N
33 | PWD | PWD BLD | 2015 | 8.37 | Providing and fixing approved shade veneering on wood wall paneling complete as required. | sqm | 705 | 1111.68 | 783734 | 0 | 0 | N
34 | PWD | PWD BLD | 2015 | 9.11 | Providing and fixing in position collapsible steel shutters with vertical channels 20x10x2mm and braced with flat iron diagonals 20x5mm size with top and bottom rails of T-iron 40x40x6mm with 38mm steel pulleys complete with bolts, nuts, locking arrangement stoppers, handles including applying a priming coat of red oxide zinc chromate primer. | sqm | 3330 | 32.76 | 109091 | 0 | 0 | N
35 | PWD | PWD BLD | 2015 | 8.1 | Providing wood work in frames of doors, windows, clerestory windows and other frames wrought framed and fixed in position. | cum | 61051 | 3.12 | 190479 | 0 | 0 | N
36 | PWD | PWD BLD | 2015 | 8.3 | Providing 40x5mm iron hold fast 40cm long including fixing to frame with 10mm bolts nuts and wooden plug and embedding in Cement Concrete 1:2:4 in blocks of size 30x10x15cm. | each | 72.5 | 180 | 13050 | 0 | 0 | N
37 | PWD | PWD BLD | 2015 | 8.12.1 | Providing and fixing flush door shutters, conforming to IS : 2202 (Part-I), ecorative type core of block board construction with frame of first class hard wood and well matched teak ply veneering with vertical grains or cross bands and face veneers on both faces of shutters excluding hinges. 40 mm. thick (single leaf) | sqm | 2467 | 80.4 | 198347 | 0 | 0 | N
38 | PWD | PWD BLD | 2015 | 8.15 | Extra for double leaf shutter instead of single leaf. | sqm | 52 | 59.76 | 3108 | 0 | 0 | N
39 | PWD | PWD BLD | 2015 | 8.112.1 | Providing and fixing powder coated M.S. sliding door bolts with bolts, nuts and necessary iron screws: 300x16mm | each | 135 | 60 | 8100 | 0 | 0 | N
40 | PWD | PWD BLD | 2015 | 8.115.2 | Providing and fixing powder coated M.S. tower bolts (Barrel type) with necessary iron screws:200 x 10 mm | each | 33.5 | 60 | 2010 | 0 | 0 | N
41 | PWD | PWD BLD | 2015 | 8.116.1 | Providing and fixing powder coated M.S. handles with necessary iron screws: 125 mm | each | 61.5 | 60 | 3690 | 0 | 0 | N
42 | PWD | PWD BLD | 2015 | 8.124.2 | Providing and fixing hanging aluminium door stopper with necessary nickle plated iron screws etc complete.Double | each | 37 | 60 | 2220 | 0 | 0 | N
43 | PWD | PWD BLD | 2015 | 9.47.1 | Providing and fixing aluminium work for doors, windows, ventilators and partitions made out of extruded aluminium standard sections (main section with minimum 1.5mm thickness) conforming to IS: 733, IS: 1285 mitred and jointed mechanically including aluminium cleats, neoprene weather stripping gasket beveled edge beading, screws duly fixed in wall/ floor with fixing clips or hold fasteners or bolts and nuts as required aluminium sections shall be anodized transparent or dyed to approved shade according to IS: 1868, minimum anodic coating shall be of grade AC-15. (Glazing and panelling to be paid for separately For fixed portion | kg | 331 | 735.75 | 243533 | 0 | 0 | N
44 | PWD | PWD BLD | 2015 | 9.47.2 | For shutter of doors, windows & ventilators including providing and making provision for fixing of fitting wherever required including the cost of PVC/ neoprene gasket required (Fittings shall be paid for separately). | kg | 338 | 651.5747 | 220232 | 0 | 0 | N
45 | PWD | PWD BLD | 2015 | 9.51.2 | Providing and fixing glazing in aluminium door, window, ventilator shutters and partitions etc. with PVC/ neoprene gasket etc. complete. (Cost of aluminium snap beading shall be paid in basic item): With float glass panes of 5 mm thickness | sqm | 708 | 122.58 | 86787 | 0 | 0 | N
46 | PWD | PWD BLD | 2015 | 9.59.2 | Extra for providing and fixing reflective glass panes in aluminium door, window, ventilator shutters and partitions instead of float glass. 5 mm thickness | sqm | 292 | 122.58 | 35793 | 0 | 0 | N
47 | PWD | PWD BLD | 2015 | 9.44 | Providing and fixing “NETLON insect screens” with 25mm wide Hook and loop tape all around to wooden/ aluminium/ steel windows, ventilators and the like complete. | sqm | 278 | 99.36 | 27622 | 0 | 0 | N
48 | PWD | PWD BLD | 2015 | 9.61.2 | Providing and fixing aluminium composite panels in approved panel sizes, thickness and shape on aluminium frame work on face of building. (Frame to be paid separately) 3mm thick | sqm | 1283 | 21.84 | 28021 | 0 | 0 | N
49 | PWD | PWD BLD | 2015 | 9.55 | Providing and fixing of six/seven levers branded and approved mortise lock. | each | 594 | 32 | 19008 | 0 | 0 | N
50 | PWD | PWD BLD | 2015 | 8.158 | Providing and fixing IS: 3564 marked aluminium die cast body tubular type universal hydraulic door closer with necessary accessories and screws etc complete. | each | 1450 | 32 | 46400 | 0 | 0 | N
51 | PWD | PWD BLD | 2015 | 9.3.1 | Steel work in tubular (round, square or rectangular hollow tubes etc.) structure in built-up sections, trusses and frame work including cutting, hoisting, fixing in position upto a height of 5m above plinth level, consisting of columns trusses, roof and bottom purlins, base plate, holding own bolts, wind ties bracing (if required), bolts, nuts and washers for fastening etc. complete with applying a priming coat of red oxide zinc chromate primer.Electric resistance or induction butt welded tubes Grade-250 | kg | 88.5 | 9531.9 | 843573 | 0 | 0 | N
52 | PWD | PWD BLD | 2015 | 9.35.3 | Providing and fixing approved pipe hand rail by welding to iron railing including applying a priming coat of red oxide zinc chromate primer. G.I. pipe | kg | 93 | 100.94 | 9387 | 0 | 0 | N
53 | PWD | PWD BLD | 2015 | 12.37.1 | Chequerred precast cement concrete tiles 22mm thick in footpath & courtyard jointed with neat cement slurry mixed with pigment to match the shade of tile including cleaning of joint etc complete on 20 mm thick bed of cement mortar 1:4 (1 cement :4 coarse sand) : Light shade using white cement | sqm | 640 | 319.45 | 204448 | 0 | 0 | N
54 | PWD | PWD BLD | 2015 | 12.79.4 | Providing and laying vitrified floor tiles with double charge/ multi charge printing with water absorption less than 0.5% and conforming to IS : 15622 of approved make in all colours and shades and size mentioned below (+/- 10mm), laid on 20mm thick cement mortar 1:4 (1 cement : 4 coarse sand) including grouting the joints with white cement and matching pigments etc. complete. Size 1200x 1200mm thickness 10 to 12 mm | sqm | 2461 | 602.3015 | 1482264 | 0 | 0 | N
55 | PWD | PWD BLD | 2015 | 12.9.2 | Providing and laying ceramic glazed floor tiles conforming to IS : 15622 of approved size, make, colour, shade laid on 20 mm thick Cement Mortar 1:4 (1 cement : 4 coarse sand) including pointing the joints with white cement mixed with matching pigment etc., complete. Size above 300x300mm | sqm | 728 | 69.7314 | 50764 | 0 | 0 | N
56 | PWD | PWD BLD | 2015 | 12.7.2 | Providing and fixing ceramic glazed wall tiles conforming to IS : 15622 of approved make, colours, shades and size on wall and dados over 12 mm thick bed of cement Mortar 1:3 (1 cement : 3 coarse sand) and jointing with grey cement slurry @ 3.3kg per sqm including pointing in white cement mixed with matching pigment complete. Size above 200x300mm | sqm | 646 | 435.4305 | 281288 | 0 | 0 | N
57 | PWD | PWD BLD | 2015 | 12.46.3 | 15 mm thick Table rubbed polished Granite stone slab in risers and treads of steps skirting dado and pillars laid on 12mm (Average) thick base of cement mortar 1:3 (1 cement : 3 coarse sand) and jointed with grey cement slurry including rubbing and polishing etc. complete (single stone is to be used for risers and treads of steps and width of stone for skirting and dado shall be equal to the height of skirting & dado and length of 1.0 m). Granite stone lakha red/ shahi red | sqm | 4273 | 113.49 | 484943 | 0 | 0 | N
58 | PWD | PWD BLD | 2015 | 12.45.3 | 15 mm thick Table rubbed polished Granite stone slab flooring laid over 20mm (Average) thick base of cement mortar 1:4 (1 cement : 4 coarse sand) laid and jointed with grey cement slurry including rubbing and polishing etc. complete. (Area of slab should be 0.50 sqm and above)Granite stone lakha red/ shahi red | sqm | 4200 | 105.6425 | 443699 | 0 | 0 | N
59 | PWD | PWD BLD | 2015 | 10.53 | 10.53 Providing 10mm thick plaster of paris (Gypsum anhydrous) ceiling height of 5m. above floor level over strips (Sal, Bija, Haldu) 25x6mm with 10mm gap in between and reinforced with rabbit wire mesh fixed into wooden frame (Frame work to be paid separately) | sqm | 849 | 743.3544 | 631108 | 0 | 0 | N
60 | PWD | PWD BLD | 2015 | 10.54 | Extra for sunk or raised mouldings in the Gypsum board/ plaster of paris false ceiling. | sqm | 185 | 743.3544 | 137521 | 0 | 0 | N
61 | PWD | PWD BLD | 2015 | 9.6 | Designing, providing and fixing aluminium frame work made of special aluminium section on building face with M.S. angle iron brackets fixed on RCC structure with S.S. hold fasteners, including providing and fixing two sided structural adhesive tape of appropriate grade (NORTON or quivalent), on aluminium sections for fixing aluminium/ glass panel, sealing on periphery of frame work, by providing EPDM gasket, silicon weather sealant between aluminium frame and building structure including hire charges of double scaffolding complete. | kg | 357 | 3240.418 | 1156829 | 0 | 0 | N
62 | PWD | PWD BLD | 2015 | 14.54.1 | Providing and applying plaster of paris putty over plastered wall surface including scaffolding complete. Upto 2 mm thickness to make surface even and smooth in line and level. | sqm | 82 | 1687.954 | 138412 | 0 | 0 | N
63 | PWD | PWD BLD | 2015 | 14.56 | Providing and applying 2mm thick white cement based polymeric Exterior grade Putty with minimum 3 coats applied @ 5.4 kg/ 10Sqm as per relevant IS code 17545:2021 (Product such as Birla wall care, Asian trucare,JK wall putty, Berger Bison wall putty) to make the surface smooth and even with all tools tackles and labour etc. complete for the work. | sqm | 86 | 1674.456 | 144003 | 0 | 0 | N
64 | PWD | PWD BLD | 2015 | 14.69 | Providing and appl ying exterior surface with PRIM fUfM HEAVY DWTY Gloss or Matt Finish Exterior Emulsion paint of required shade to give protective and water proof finish minimum three coats applied @ 1.43 lit / 105 qrri up to final finish as per relevant I.S. Code 15489 -2013 Type -2 class D , C , B & A ( Cilossy / matt / Egg Shell finish )having high DFT and silicon aditive for elastomaric property (Product such aS ASÍHR Ultirrla ,Dulux Weathershield Maxx , Berger Weathercoat All Guard Nerolac Excel Total , Nippon Durafresh Expert , Opus Tru Look) inclusive of providing abro tape on edges and article and cleaning of door, WindOwS, floor and surface as required with all tools tackles and laborar etc. complete for the work. (With 4 Year Warranty) | sqm | 110 | 1674.456 | 184190 | 0 | 0 | N
65 | PWD | PWD BLD | 2015 | 14.65 | Providing and applying luxury plastic emulsion paint With roller application minimum three coats applied 1.25 lit / 10Sqm up to final fini sh as per relevant Type - 1 Class D , C , B & A (Glossy /Semi Glossy and Matt , EB8 Shell or Satin finish ) of required shade (Product such as Asian Royal e Shyne, Dulux Velvet Touch, Berger Silk luxury Emulsion ,Nippon Impressitin Pearl , Opus Pure Elegance) inclusive or providing abro tape on edges and article and cleaning of door, x ñndosvs, floor and surface as required with all tools tackles and labour etc, complete for the work. (svith 4 Years Warranty ) | sqm | 107 | 1754.434 | 187724 | 0 | 0 | N
66 | PWD | PWD BLD | 2015 | 14.71 | Providing and applying satin/ matt finish Enamel paint mimimum 2 coats in all surface applying @ 0.75 lit/ 10 Sqm up to required finish as per relevent I.S. code 2932: 2013 of (Product such as Asian satin Enamel, Dulux Promise Premium Enamel, Nerolac Synthatic Enamel, Opus Prime enamel) inclusive of providing abro tape on edges and article and cleaning of door, windows, floor and surface as required with all tools tackle and labour etc. complete for the work. | sqm | 133 | 323.64 | 43044 | 0 | 0 | N
67 | PWD | PWD BLD | 2015 | 3.2 | Providing and fixing aluminium strip 1.60 mm thick on expansion joints with iron screws as per design to match the colour, shade of wall treatment . | sqm | 1397 | 11.76 | 16429 | 0 | 0 | N
68 | PWD | PWD BLD | 2015 | 3.18 | Providing and filling in position, blown bitumen in expansion joints per cm. depth and per cm width. | metre | 5.1 | 39.2 | 200 | 0 | 0 | N
69 | PWD | PWD BLD | 2015 | 1.22 | Supplying chlorpyriphos/ Lindane emulsifiable concentrate of 20% in sealed containers including delivery as specified. qty of chlorpyriphos/ Lindane emulsifiable 20% concentration for internal wall @ 0.65 litre per hole.holes@300 mmc/cfor external wall @ 1.0 litre per hole.holes@300 mm c/c | litre | 208 | 411.44 | 85580 | 0 | 0 | N
70 | PWD | PWD BLD | 2015 | 1.23.2 | Along external wall below concrete or masonry apron along the plinth wall using diluted chemical emulsion @ 0.65 litres per hole including drilling 12mmdia holes 300mm apart and plugging the same with cement mortar 1 :2 (1 cement : 2 Coarse sand) to match the existing apron after injecting chemical emulsion. | metre | 15 | 410 | 6150 | 0 | 0 | N
71 | PWD | PWD BLD | 2015 | 1.23.3 | Treatment of masonry wall/ soil under existing floors using diluted chemical emulsion @ one litre per hole, including drilling 12 mm diameter holes at the junction of floor and walls along the cracks on the floor at the interval of 300 mm and plugging with cement mortar 1 :2 (1 cement : 2 Coarse sand) to match the existing floor : | metre | 10.5 | 350 | 3675 | 0 | 0 | N
72 | PWD | PWD BLD | 2015 | 22.19 | Edging with modular well burnt clay bricks of crushing strength not less than 25kg/ sqcm laid dry length wise including excavation, refilling, consolidating with hand packing and spreading neatly surplus earth within a lead of 50 m : | metre | 28.5 | 850 | 24225 | 0 | 0 | N
73 | PWD | PWD BLD | 2015 | 22.25.1 | Providing and planting following herbs in garden including preparation of soil, base plantation, providing and spreading different fertilizers, soil and sand: Hedges like Alife, Dorenta, Tikoma etc | each | 14 | 75 | 1050 | 0 | 0 | N
74 | PWD | PWD BLD | 2015 | 22.25.2 | Furn like Arica, China etc (3 year old) | each | 125 | 50 | 6250 | 0 | 0 | N
75 | PWD | PWD BLD | 2015 | 22.25.3 | Hibiscus (Flower)/ Rose | each | 26.5 | 110 | 2915 | 0 | 0 | N
76 | PWD | PWD BLD | 2015 | 22.25.4 | Carpet grass (well developed) | sqm | 263 | 2073.6 | 545357 | 0 | 0 | N
77 | PWD | PWD BLD | 2015 | 16.37 | Dismantling lime/ cement plaster or skirting at any height raking out joints and cleaning the surface for plaster including disposal of rubbish within 50 metres lead. | sqm | 11 | 900.522 | 9906 | 0 | 0 | N
78 | PWD | PWD BLD | 2015 | 16.1 | Dismantling cement asbestos or other hard board ceiling or partition wall including stacking of serviceable material and disposal of unserviceable material within 50m lead. | sqm | 13.5 | 97.55 | 1317 | 0 | 0 | N
79 | PWD | PWD BLD | 2015 | 16.28 | Taking out door shutters (steel or wood) including stacking within 50 metres lead. | each | 46.5 | 15 | 698 | 0 | 0 | N
80 | PWD | PWD BLD | 2015 | 16.29 | Taking out window shutters (steel or wood) including stacking within 50 metres lead. | each | 33.5 | 2 | 67 | 0 | 0 | N
81 | PWD | PWD BLD | 2015 | 16.36 | Dismantling terrazzo or mosaic or glazed vitreous or patent cement or tiled flooring or dado skirting of any thickness without sub base. | sqm | 22.5 | 177.9134 | 4003 | 0 | 0 | N
82 | PWD | PWD BLD | 2015 | 16.43 | Demolishing cement concrete including disposal of material within 50 metre lead. 1:4:8 or leaner mix | cum | 329 | 17.79 | 5853 | 0 | 0 | N
83 | PWD | PWD BLD | 2015 | 16.1 | Dismantling rammed moorum and boulders or rammed moorum and silt in foundation or under floor including all lead and lifts. | cum | 279 | 10.41 | 2904 | 0 | 0 | N
84 | PWD | PWD BLD | 2015 | 9.61.2 | Providing and fixing aluminium composite panels in approved panel sizes, thickness and shape on aluminium frame work on face of building. (Frame to be paid separately) 4mm thick | sqm | 1745 | 256.57 | 447715 | 0 | 0 | N
85 | PWD | PWD BLD | 2015 | 9.4 | Providing and fixing concertina coil fencing with required dia 610 mm (having 50 nos. round per 6 metre length) up to 3m height of wall with existing angle iron 'Y' shaped placed 2.4 m or 3.00 m apart tied with G.I. staples and G.I. clips to retain horizontal including necessary bolts or G.I. barbed wire tied to angle iron all complete as per direction of Engineer-in charge with reinforced barbed tape (R.B.T.) / Spring core (2.5mm thick) wire of high tensile strength of 165 kg/ sq.mm with tape (0.52 mm thick) and weight 43.478gm/ metre (cost of M.S. angle, C.C. blocks shall be paid separately) | metre | 164 | 320 | 52480 | 0 | 0 | N
86 | PWD | PWD BLD | 2015 | 9.45 | Providing and placing in position angle iron post and strut of required size including bottom to be split and bent at right angle in opposite direction for required length and drilling holes upto 10 mm dia as per requirement including priming coat with red oxide zinc chromate primer and placing the post/ strut in cement concrete block | kg | 69.5 | 1050 | 72975 | 0 | 0 | N
87 | PWD | PWD BLD | 2015 | 12.65.2 | Providing & laying 60mm thick precast interlocking concrete blocks of approved size (approx 305 sqcm) and shape/ pattern, over 40 mm thick average complete coarse sand bed with joints of 3mm thick filled by fine sand including leveling with surface vibrator, temping and sweeping etc. complete of minimum compressive strength of 250 kg/sq.cm Pigment Coloured (rubber mould) precast interlock concrete blocks | sqm | 632 | 4275 | 2701800 | 0 | 0 | N
88 | PWD | PWD BLD | 2015 | 4.22 | Providing Water proofing treatment over Roof, Wall, Chhajjas, Balcony with Diamond Shield and Sealer coat or equivalent at leakage/ seepage area consisting of the operation: (i) Surface preparation roughening of surface, opening of cracks in ‘V’ groove in size of 5mm x 10m (WxD), filling of cracks with putty of Diamond shield with laying fiber glass mesh, Cleaning of surface by scrubbing with steel wire/ Nylon brush. Removing all dust particles and washing with adequate water to clean completely. (ii) Providing and applying 1st coat of diamond shield or equivalent compound (having two component dry powder 80% Chemical 20% (chemical having 30% solid contents) making flexible waterproof and protective modified mortar with minimum thickness 70-80 micron after proper mixing of both the parts of compound along with laying of fiber glass mesh (of weaving size of 10x10 yarn/inch duly coated with alkaline resistant polymer). Allow the coating to set in natural air for minimum 2 Hrs. After 1st coat apply 2nd coat with minimum thickness 100 micron of the same compound. Allow the 2nd coat to set in natural air for minimum 4 Hrs. Total consumption of the diamond shield or equivalent in both coat should be @ 17.90 kg for 10sqm area. (iii) Over the above layers providing and applying 1st coat of sealer compound (Single component High Build elastomeric, flexible, pure acrylic waterproofing membranes having solid content of 65%) minimum 50-60 micron and allow it to set in natural air for minimum 2 Hrs. After 1st coat apply 2nd and final coat 120-140 micron of sealer compound and allow it to set in natural air for minimum 4 Hrs. Consumption of Sealer compound should be @ 5.40 kg per 10 sqm area. The final area appearance of the coating will be milky white. (iv) The treated area should be cure with water for 48 hrs by flooding the surface. All above operations to be done in order. | sqm | 421 | 328.16 | 138155 | 0 | 0 | N
89 | PWD | PWD BLD | 2015 | 9.6 | Designing, providing and fixing aluminium frame work made of special aluminium section on building face with M.S. angle iron brackets fixed on RCC structure with S.S. hold fasteners, including providing and fixing two sided structural adhesive tape of appropriate grade (NORTON or quivalent), on aluminium sections for fixing aluminium/ glass panel, sealing on periphery of frame work, by providing EPDM gasket, silicon weather sealant between aluminium frame and building structure including hire charges of double scaffolding complete. | kg | 357 | 942.612 | 336512 | 0 | 0 | N
90 | PWD | PWD BLD | 2015 | 8.35 | Providing and fixing wall paneling frame made of commercial grade 12mm thick water proof ply strips 100mm wide at 600mm apart center to center vertically and horizontally with necessary screws, wooden plugs etc complete as required. | sqm | 552 | 374.85 | 206917 | 0 | 0 | N
91 | PWD | PWD BLD | 2015 | 8.36.2 | Providing and fixing commercial grade water proof ply for wall paneling on wooden frame with necessary nails complete as required.12mm | sqm | 827 | 374.85 | 310001 | 0 | 0 | N
92 | PWD | PWD BLD | 2015 | 8.37 | Providing and fixing approved shade veneering on wood wall paneling complete as required. | sqm | 705 | 374.85 | 264269 | 0 | 0 | N
93 | PWD | PWD BLD | 2015 | 1.17 | Filling from available excavated stuff (Excluding rock) in trenches, plinth,sides of foundation etc. in layers not exceeding 20cm in depthconsolidating each deposited layer by ramming and watering with a lead upto 50 M. and lift upto 1.5 M. | cum | 65 | 60.76 | 3949 | 0 | 0 | N
94 | PWD | PWD BLD | 2015 | 11.2 | 12mm thick cement plaster of mix: 11.2.2 In Cement Mortar 1:4 (1 cement : 4 fine sand) | each | 103 | 186.24 | 19183 | 0 | 0 | N
95 | PWD | PWD BLD | 2015 | 11.5 | Neat Cement punning. | sqm | 33 | 186.24 | 6146 | 0 | 0 | N
96 | PWD | PWD BLD | 2015 | 20.31 | Providing and constructing soak pit 1.20x1.20x1.20m filled with brickbats including S.W. drain pipe 100 mm diameter and 1.20 m long complete as per standard design. | each | 1709 | 2 | 3418 | 0 | 0 | N
97 | PWD | PWD BLD | 2015 | 19.47 | Constructing masonry Chamber 30x30x50 cm, inside with modular well burnt clay bricks of 35 kg/ cm² in cement mortar 1:4 (1 cement : 4 coarse sand) for stop cock, with C. I. surface box 100x100 x75 mm (inside) with hinged cover fixed in cement concrete slab 1:2:4 mix (1 cement : 2 coarse sand : 4 graded stone aggregate 20 mm nominal size) necessary excavation foundation concrete 1:5:10 ( 1 cement : 5 fine sand:10 graded stone aggregate 40mm nominal size) and inside plastering with cement mortar 1:3 (1 cement : 3 coarse sand) 12mm thick finished with a floating coat of neat cement complete as per standard design : | each | 754 | 4 | 3016 | 0 | 0 | N
98 | PWD | PWD BLD | 2015 | 19.48 | Constructing masonry Chamber 60x60x75 cm, inside with modular well burnt clay bricks of 35 kg/ cm² in cement mortar 1:4 (1 cement : 4 coarse sand) for sluice valve, with C.I. surface box 100mm. top diameter, 160 mm bottom diameter and 180 mm deep (inside) with chained lid and RCC top slab 1:2:4 mix (1 cement : 2 coarse sand : 4 graded stone aggregate 20mm nominal size) necessary excavation foundation concrete 1:5:10 (1 cement : 5 fine sand : 10 graded stone aggregate 40 mm nominal size) and inside plastering with cement mortar 1:3 (1 cement : 3 coarse sand) 12 mm thick finished with a floating coat of neat cement complete as per standard design : | each | 4644 | 20 | 92880 | 0 | 0 | N
99 | PWD | PWD BLD | 2015 | 20.2 | Providing and laying cement concrete 1:5:10 (1 cement : 5 coarse sand : 10 graded stone aggregate 40 mm nominal size) all-round S.W. pipes including bed concrete 150mm thick as per standard design: 20.2.2 150 mm diameter S.W. pipe | metre | 436 | 200 | 87200 | 0 | 0 | N
100 | PWD | PWD BLD | 2015 | 18.76 | Providing and fixing on wall face UV stabilized Unplasticised Rigid PVC pipes (single socketed) having 3.2mm wall thickness conforming to IS : 13592 (4kg/sqcm) including jointing with seal ring conforming to IS : 5382 leaving 10 mm gap for thermal expansion etc complete. 18.76.2 110 mm dia pipe. | metre | 267 | 200 | 53400 | 0 | 0 | N
101 | PWD | PWD BLD | 2015 | 18.77 | Providing and fixing on wall face UV stabilized Unplasticised - PVC moulded fittings/ accessories having 3.2mm wall thickness for Rigid PVC pipes conforming to IS : 13592 (heavy) jointing with seal ring conforming to IS : 5382 leaving 10 mm gap forthermal expansion etc complete. 18.77.1 Tee/ Tee with door/ Bend 45°/ Bend 90° 18.77.1.2 110 mm | each | 154 | 40 | 6160 | 0 | 0 | N
102 | PWD | PWD BLD | 2015 | 18.77.3 | Vent covel 18.77.3.2 110 mm | each | 44 | 4 | 176 | 0 | 0 | N
103 | PWD | PWD BLD | 2015 | 19.7 | Providing and fixing on wall surface G.I. pipes medium class complete with G.I. fittings and clamps, including cutting, making good the walls etc. and testing of joints complete: 19.7.1 15 mm dia. nominal bore | metre | 149 | 150 | 22350 | 0 | 0 | N
104 | PWD | PWD BLD | 2015 | 19.7.3 | 25 mm dia. nominal bore | metre | 258 | 255 | 65790 | 0 | 0 | N
105 | PWD | PWD BLD | 2015 | 19.7.5 | 40 mm dia. nominal bore | metre | 364 | 230 | 83720 | 0 | 0 | N
106 | PWD | PWD BLD | 2015 | 19.9 | Providing and laying in trenches G.I. pipes medium class complete with G.I. fittings including excavation of trenches, refilling the same and testing of joints complete: 19.9.1 15 mm dia. nominal bore | metre | 131 | 150 | 19650 | 0 | 0 | N
107 | PWD | PWD BLD | 2015 | 19.9.3 | 25 mm dia. nominal bore | metre | 222 | 225 | 49950 | 0 | 0 | N
108 | PWD | PWD BLD | 2015 | 19.13 | Providing and fixing 15 mm nominal bore Brass bib/stop cock of approved quality: 19.13.2 Bib cock (350 grams) | each | 237 | 18 | 4266 | 0 | 0 | N
109 | PWD | PWD BLD | 2015 | 19.13.3 | Stop cock (350 grams) | each | 237 | 20 | 4740 | 0 | 0 | N
110 | PWD | PWD BLD | 2015 | 19.16 | Providing and fixing brass/ gun metal gate valve with C.I. wheel of approved quality (screwed end): 19.16.1 25 mm nominal bore | each | 436 | 15 | 6540 | 0 | 0 | N
111 | PWD | PWD BLD | 2015 | 19.42 | Providing and placing on terrace (at all floor levels) polyethylene water storage tank ISI : 12701 marked with cover and suitable locking arrangement and making necessary holes for inlet, outlet and overflow pipes but without fittings and the base support for tank | litre | 7.3 | 9000 | 65700 | 0 | 0 | N
112 | PWD | PWD BLD | 2015 | 18.1 | Providing and fixing water closet squatting pan (Indian type W.C. pan ), 100mm sand cast Iron P or S trap, 10 litre low level P.V.C. flushing cistern (same colour) conforming to IS : 7231, with flush bend and other fittings and fixtures complete including cutting and making good the walls and floors wherever required : 18.1.1 White Long pattern W.C. pan of size 580 mm | each | 2459 | 3 | 7377 | 0 | 0 | N
113 | PWD | PWD BLD | 2015 | 18.4 | Providing and fixing vitreous china water closet (European type W.C. pan) with white ISI marked plastic seat and lid, 10 litre low level white P.V.C. flushing cistern (same colour), conforming to IS : 7231, with all fittings and fixtures complete including cutting and making good the walls and floors wherever required : 18.4.1 White pedestal type | each | 2882 | 5 | 14410 | 0 | 0 | N
114 | PWD | PWD BLD | 2015 | 18.17 | Providing and fixing vitreous china wash basin with C.I. brackets, 32 mm C.P. brass waste of standard pattern, including painting of brackets, cutting and making good the walls wherever required : 18.17.2White Size 550x400 mm | each | 1408 | 6 | 8448 | 0 | 0 | N
115 | PWD | PWD BLD | 2015 | 18.13 | Providing and fixing white vitreous china urinal basin with waste fitting as per IS : 2556, and other couplings in C.P. brass complete: 18.13.2 Flat back type urinal of size 460x380x250mm | each | 1529 | 8 | 12232 | 0 | 0 | N
116 | PWD | PWD BLD | 2015 | 18.16 | Providing and fixing one piece construction white vitreous china squatting plate urinal with an integral rim longitudinal flushing pipe. | each | 1401 | 6 | 8406 | 0 | 0 | N
117 | PWD | PWD BLD | 2015 | 20.31 | Providing and constructing soak pit 1.20x1.20x1.20m filled with brickbats including S.W. drain pipe 100 mm diameter and 1.20 m long complete as per standard design. | each | 1709 | 2 | 3418 | 0 | 0 | N
118 | PWD | PWD BLD | 2015 | 20.2 | Providing and laying cement concrete 1:5:10 (1 cement : 5 coarse sand : 10 graded stone aggregate 40 mm nominal size) all-round S.W. pipes including bed concrete 150mm thick as per standard design: 20.2.1 100 mm diameter S.W. pipe | metre | 357 | 120 | 42840 | 0 | 0 | N
119 | PWD | PWD BLD | 2015 | 19.48 | Constructing masonry Chamber 60x60x75 cm, inside with modular well burnt clay bricks of 35 kg/ cm² in cement mortar 1:4 (1 cement : 4 coarse sand) for sluice valve, with C.I. surface box 100mm. top diameter, 160 mm bottom diameter and 180 mm deep (inside) with chained lid and RCC top slab 1:2:4 mix (1 cement : 2 coarse sand : 4 graded stone aggregate 20mm nominal size) necessary excavation foundation concrete 1:5:10 (1 cement : 5 fine sand : 10 graded stone aggregate 40 mm nominal size) and inside plastering with cement mortar 1:3 (1 cement : 3 coarse sand) 12 mm thick finished with a floating coat of neat cement complete as per standard design : | each | 4644 | 12 | 55728 | 0 | 0 | N
120 | PWD | PWD BLD | 2015 | 19.15 | Providing and fixing stainless steel drain jali of approved make/quality. | each | 51 | 30 | 1530 | 0 | 0 | N
121 | PWD | PWD BLD | 2015 | 18.76 | Providing and fixing on wall face or under floor UV stabilized Unplasticised Rigid PVC pipes (single socketed) having 3.2mm wall thickness conforming to IS : 13592 (4kg/sqcm) including required couplers, jointing with seal ring conforming to IS : 5382 leaving 10 mm gap for thermal expansion etc complete. 18.74.1 75 mm dia pipe. | Metre | 182 | 182 | 33124 | 0 | 0 | N
122 | PWD | PWD BLD | 2015 | 18.74.2 | 110 mm dia pipe. | Metre | 267 | 250 | 66750 | 0 | 0 | N
123 | PWD | PWD BLD | 2015 | 18.77 | Providing and fixing on wall face UV stabilized Unplasticised - PVC moulded fittings/ accessories having 3.2mm wall thickness for Rigid PVC pipes conforming to IS : 13592 (heavy) jointing with seal ring conforming to IS : 5382 leaving 10 mm gap for thermal expansion. 18.77.1 Tee/ Tee with door/ Bend 45°/ Bend 90° 18.77.1.1 75 mm | each | 113 | 70 | 7910 | 0 | 0 | N
124 | PWD | PWD BLD | 2015 | 18.77.1.2 | 100 mm | each | 154 | 80 | 12320 | 0 | 0 | N
125 | PWD | PWD BLD | 2015 | 18.77.2 | Double "Y" with or without door 18.77.2.1 75 mm | each | 129 | 35 | 4515 | 0 | 0 | N
126 | PWD | PWD BLD | 2015 | 18.77.2.2 | 100 mm | each | 224 | 35 | 7840 | 0 | 0 | N
127 | PWD | PWD BLD | 2015 | 18.77.3 | Vent covel 18.77.2 110 mm | each | 44 | 6 | 264 | 0 | 0 | N
128 | PWD | PWD BLD | 2015 | 18.77.5 | "P" trap 110mmx110mm long | each | 227 | 8 | 1816 | 0 | 0 | N
129 | PWD | PWD BLD | 2015 | 18.77.6 | Nahani trap 110x75mm | each | 90.5 | 32 | 2896 | 0 | 0 | N
130 | PWD | PWD BLD | 2015 | 18.78 | Providing and fixing UV stabilized Unplasticised -PVC pipe clips of approved design to Rigid PVC pipes by means of 50x50x50mm hard wood plugs, screwed with M.S. screws of required length including cutting brick work and fixing in cement mortar 1:4 (1 cement : 4 coarse sand) and making good the wall etc. complete. 18.78.2 110 mm | each | 61 | 20 | 1220 | 0 | 0 | N
131 | PWD | PWD BLD | 2015 | 18.1 | Providing and fixing water closet squatting pan (Indian type W.C. pan ), 100mm sand cast Iron P or S trap, 10 litre low level P.V.C. flushing cistern (same colour) conforming to IS : 7231, with flush bend and other fittings and fixtures complete including cutting and making good the walls and floors wherever required : 18.1.3 White Orissa pattern W.C. pan of size 580x440 mm | each | 2899 | 8 | 23192 | 0 | 0 | N
132 | PWD | PWD BLD | 2015 | 18.4 | Providing and fixing vitreous china water closet (European type W.C. pan) with white ISI marked plastic seat and lid, 10 litre low level white P.V.C. flushing cistern (same colour), conforming to IS : 7231, with all fittings and fixtures complete including cutting and making good the walls and floors wherever required : 18.4.1 White pedestal type | each | 2882 | 9 | 25938 | 0 | 0 | N
133 | PWD | PWD BLD | 2015 | 18.17 | Providing and fixing vitreous china wash basin with C.I. brackets, 32 mm C.P. brass waste of standard pattern, including painting of brackets, cutting and making good the walls wherever required : 18.17.2 White Size 550x400 mm | each | 1408 | 12 | 16896 | 0 | 0 | N
134 | PWD | PWD BLD | 2015 | 18.19 | Providing and fixing vitreous china pedestal for wash basin completely recessed at the back for the reception of pipes and fittings. 18.19.1 White | each | 1130 | 12 | 13560 | 0 | 0 | N
135 | PWD | PWD BLD | 2015 | 18.13 | Providing and fixing white vitreous china urinal basin with waste fitting as per IS : 2556, and other couplings in C.P. brass complete: 18.13.2 Flat back type urinal of size 460x380x250mm | each | 1529 | 16 | 24464 | 0 | 0 | N
136 | PWD | PWD BLD | 2015 | 18.16 | Providing and fixing one piece construction white vitreous china squatting plate urinal with an integral rim longitudinal flushing pipe. | each | 1401 | 12 | 16812 | 0 | 0 | N
137 | PWD | PWD BLD | 2015 | 19.14 | Providing and fixing 15 mm nominal bore C.P. brass fittings of approved make and conforming to IS:8931 including C.P. brass extension if required: 19.14.1 Bib cock (400 grams) | each | 382 | 30 | 11460 | 0 | 0 | N
138 | PWD | PWD BLD | 2015 | 19.14.4 | Piller Cock (400 grams) | each | 398 | 22 | 8756 | 0 | 0 | N
139 | PWD | PWD BLD | 2015 | 19.14.6 | Stop cock (concealed) (600 grams) | each | 494 | 48 | 23712 | 0 | 0 | N
140 | PWD | PWD BLD | 2015 | 19.14.19 | Health foscet (hand jet) with flexible connection pipe (for WC) | Set | 774 | 21 | 16254 | 0 | 0 | N
141 | PWD | PWD BLD | 2015 | 19.14.20 | CP brass water jet to be fixed in seat cover of WC with flexible connection pipe | Set | 577 | 12 | 6924 | 0 | 0 | N
142 | PWD | PWD BLD | 2015 | 19.6 | Providing and fixing Chlorinated Polyvinyl Chloride (CPVC) pipes, having thermal stability for hot & cold water supply including all CPVC plain & brass threaded fittings. This included jointing of pipes & fittings with one step CPVC solvent cement, trenching, refilling & testing of joints complete 19.6.1 15 mm nominal outer dia pipes | Metre | 91.5 | 100 | 9150 | 0 | 0 | N
143 | PWD | PWD BLD | 2015 | 19.6.3 | 25 mm nominal outer dia pipes | Metre | 165 | 150 | 24750 | 0 | 0 | N
144 | PWD | PWD BLD | 2015 | 19.6.4 | 32 mm nominal outer dia pipes | Metre | 228 | 50 | 11400 | 0 | 0 | N
145 | PWD | PWD BLD | 2015 | 19.17 | Providing and fixing ball valve (brass) of approved quality, High or low pressure, with plastic floats complete : 19.17.3 25 mm nominal bore | each | 432 | 6 | 2592 | 0 | 0 | N
146 | PWD | ELECT | 2020 | 1.7.1 | Wiring for light/ fan/ exhaust fan / call bell point with 3x1.5 sqmm FRLS PVC insulated stranded copper conductor wire for phase, neutral and earth in concealed FRLS PVC conduit (heavy duty, thickness of pipe should be 2 mm) with 5/6 amp modular switch, modular base and cover plate, suitable size G.I. box as per specification and IS: 694 (2010), IS: 9537 (2000 Part 5). Short Point | Point | 266 | 70 | 18620 | 0 | 0 | N
147 | PWD | ELECT | 2020 | 1.7.2 | Medium Point | Point | 424 | 120 | 50880 | 0 | 0 | N
148 | PWD | ELECT | 2020 | 1.7.3 | Long Point | Point | 588 | 220 | 129360 | 0 | 0 | N
149 | PWD | ELECT | 2020 | 1.8 | Wiring for twin control light point with 3x1.5 sqmm FRLS PVC insulated stranded copper conductor wire for phase, neutral and earth in concealed FRLS PVC conduit (heavy duty, thickness of pipe should be 2 mm) with 5/6 amp modular switch, modular base and cover plate, suitable size G.I. box as per specification and IS: 694 (2010), IS: 9537 (2000 Part 5) | Point | 420 | 25 | 10500 | 0 | 0 | N
150 | PWD | ELECT | 2020 | 1.9 | Extra for providing and fixing light plug point on board in concealed FRLS PVC conduit (heavy duty, thickness of pipe should be 2 mm) point wiring with modular type 3 pin 5/6 amp socket outlet and 5/6 amp switch including cost of base and cover plate and G. I. box etc. as per specification and IS: 694 (2010), IS: 9537 (2000 Part 5) | Point | 216 | 55 | 11880 | 0 | 0 | N
151 | PWD | ELECT | 2020 | 1.11.4 | Wiring for power plug point with 3x4 sq mm FRLS PVC insulated stranded copper conductor wire for phase, neutral and earth in concealed FRLS PVC conduit (heavy duty, thickness of pipe should be 2 mm) along with modular type 16 Amp switch and 6 pin 16 amps socket outlet with modular base and cover plate, suitable size G.I. box, earthing the switch box and socket outlet with same size wire etc. as per specification and IS: 694 (2010), IS: 9537 (2000 Part 5). Extra Long Point I | Point | 1807 | 6 | 10842 | 0 | 0 | N
152 | PWD | ELECT | 2020 | 1.11.5 | Extra Long Point II | Point | 2315 | 6 | 13890 | 0 | 0 | N
153 | PWD | ELECT | 2020 | 1.11.6 | Extra Long Point III | Point | 2825 | 6 | 16950 | 0 | 0 | N
154 | PWD | ELECT | 2020 | 1.12.4 | Wiring for power plug point with 3x6 sq mm FRLS PVC insulated stranded copper conductor wire for phase, neutral and earth in concealed FRLS PVC conduit (heavy duty, thickness of pipe should be 2 mm) along with modular type 32 Amp SPMCB "C" curve and 6 pin 20 amps socket outlet with modular base and cover plate, suitable size G.I. box, earthing the switch box and socket outlet with same size wire etc. as per specification and IS: 694 (2010), IS: 9537 (2000 Part 5). Extra Long Point I | Point | 2326 | 4 | 9304 | 0 | 0 | N
155 | PWD | ELECT | 2020 | 1.12.5 | Extra Long Point II | Point | 3016 | 10 | 30160 | 0 | 0 | N
156 | PWD | ELECT | 2020 | 1.12.6 | Extra Long Point III | Point | 3708 | 13 | 48204 | 0 | 0 | N
157 | PWD | ELECT | 2020 | 1.13.1 | Wiring for circuit/ sub main wiring along with earth wire with the following sizes of FRLS PVC insulated copper conductor, wire in concealed FRLS PVC conduit (heavy duty, thickness of pipe should be 2 mm) as per specification and IS: 694 (2010), IS: 9537 (2000 Part 5). 3 X 1.5 sq. mm in 20mm conduit | Metre | 92 | 50 | 4600 | 0 | 0 | N
158 | PWD | ELECT | 2020 | 1.13.2 | 3 X 2.5 sq. mm in 20mm conduit | Metre | 111 | 130 | 14430 | 0 | 0 | N
159 | PWD | ELECT | 2020 | 1.13.4 | 9 X 2.5 sq. mm in 32mm conduit | Metre | 238 | 80 | 19040 | 0 | 0 | N
160 | PWD | ELECT | 2020 | 1.13.6 | 3 X 4 sq. mm in 25mm conduit | Metre | 145 | 120 | 17400 | 0 | 0 | N
161 | PWD | ELECT | 2020 | 1.13.13 | 6 X 6 sq. mm in 32mm conduit | Metre | 312 | 250 | 78000 | 0 | 0 | N
162 | PWD | ELECT | 2020 | 1.13.14 | 6 X 10 sq. mm in 40mm conduit | Metre | 515 | 250 | 128750 | 0 | 0 | N
163 | PWD | ELECT | 2020 | 1.16 | Extra for providing modular starter in power point wiring instead of modular 32 amp SPMCB and 16 amps socket outlet as per specification. | Point | 130 | 2 | 260 | 0 | 0 | N
164 | PWD | ELECT | 2020 | 3.14 | Supplying and drawing UTP 4 pair Cat 6 LAN wire in existing surface/ concealed Steel/FRLS PVC conduit as per specification | metre | 19 | 1600 | 30400 | 0 | 0 | N
165 | PWD | ELECT | 2020 | 5.4.1 | Supplying and fixing following modular switch, socket, other accessories on the existing modular plate & switch box including connections but excluding modular plate etc. as per specification. 5/6 amps one way switch | Each | 69 | 600 | 41400 | 0 | 0 | N
166 | PWD | ELECT | 2020 | 5.4.3 | Bell push | Each | 80 | 10 | 800 | 0 | 0 | N
167 | PWD | ELECT | 2020 | 5.4.4 | 15/16 amp switch | Each | 89 | 500 | 44500 | 0 | 0 | N
168 | PWD | ELECT | 2020 | 5.4.5 | 3 pin 5/6 amp socket outlet | Each | 96 | 250 | 24000 | 0 | 0 | N
169 | PWD | ELECT | 2020 | 5.4.6 | 6 pin 15/16 amp socket outlet | Each | 120 | 250 | 30000 | 0 | 0 | N
170 | PWD | ELECT | 2020 | 5.4.8 | Fan regulator (one module size) electronic stepped type moving all rounds | Each | 186 | 100 | 18600 | 0 | 0 | N
171 | PWD | ELECT | 2020 | 5.4.9 | Fan regulator (two module size) electronic stepped type moving all rounds | Each | 223 | 80 | 17840 | 0 | 0 | N
172 | PWD | ELECT | 2020 | 5.4.10 | Plug Top (Deluxe type) 3 pin 5/6 Amps (For light plug). | Each | 72 | 50 | 3600 | 0 | 0 | N
173 | PWD | ELECT | 2020 | 5.4.11 | Plug Top (Deluxe type) 3 pin 16 Amps (For power plug). | Each | 85 | 10 | 850 | 0 | 0 | N
174 | PWD | ELECT | 2020 | 5.4.14 | RJ-45 {CAT6} LAN, I/O Box | Each | 199 | 80 | 15920 | 0 | 0 | N
175 | PWD | ELECT | 2020 | 5.4.22 | Batten/ angle holder | Each | 41 | 20 | 820 | 0 | 0 | N
176 | PWD | ELECT | 2020 | 5.4.23 | Blanking plate | Each | 28 | 30 | 840 | 0 | 0 | N
177 | PWD | ELECT | 2020 | 5.6 | Providing and fixing composite unit for computer points having modular type 1 No 6 pin 16 amp socket outlet, 1 No 16 amp switch, 3 Nos 3 pin 6 amp socket outlets, 3 Nos 6 amp switches, suitable G.I. box, base and cover plates, earthing the sockets and switch box including etc. as per specification. | Each | 816 | 40 | 32640 | 0 | 0 | N
178 | PWD | ELECT | 2020 | 5.7.2 | Supplying and fixing call bell/ buzzer suitable for single phase, 230 volts A.C. supply, complete as per specification. Deluxe | Each | 107 | 10 | 1070 | 0 | 0 | N
179 | PWD | ELECT | 2020 | 5.9 | Providing and fixing round/ hexagonal fan box (125mm dia) depth 75mm (max.) with 12mm dia steel bar hook, 1.6mm thick MS sheet cover, in RCC slab etc. as per specification. | Each | 42 | 80 | 3360 | 0 | 0 | N
180 | PWD | ELECT | 2020 | 6.1.3 | Supplying, installation, testing and commissioning of following sizes ceiling fan including wiring the down rods of standard length up to 30 cm with 1.5 sq. mm FRLS PVC insulated, copper conductor, single core cable, earthing etc. complete as required. P.F. should be greater than 0.9, with BEE Star rating from 3 star and above, IS: 374:2019 including all amendments. 1200 mm sweep | Each | 1697 | 80 | 135760 | 0 | 0 | N
181 | PWD | ELECT | 2020 | 6.5.2 | Supplying and fixing of wall/ cabin fan including connection etc. as per specification. P.F. should be greater than 0.9. 400 mm sweep | Each | 2043 | 5 | 10215 | 0 | 0 | N
182 | PWD | ELECT | 2020 | 6.6.1 | Supplying, installation, testing and commissioning of following sizes heavy duty (continuous running) 1400 rpm exhaust fan in existing opening in wall including earthing etc. complete as per specification. P.F. should be greater than 0.9. 300 mm sweep | Each | 2446 | 10 | 24460 | 0 | 0 | N
183 | PWD | ELECT | 2020 | 6.8.2 | Supplying, installation, testing and commissioning of following sizes fancy exhaust fan having built in louvers in existing opening in wall including earthing etc. complete as per specification. P.F. should be greater than 0.9. 300 mm sweep | Each | 1270 | 5 | 6350 | 0 | 0 | N
184 | PWD | ELECT | 2020 | 6.11.4 | Supplying and fixing following sizes of down rod of 15/20mm dia M.S. pipe of thickness 2 mm to ceiling fan including painting with matching colour etc. as per specification. 120 cm long | Each | 100 | 50 | 5000 | 0 | 0 | N
185 | PWD | ELECT | 2020 | 6.12 | Providing and fixing phenolic laminated sheet cover of 180 mm dia 3 mm thick on the fan box etc. as per specification. (If provided at the time of installation of ceiling fan) | Each | 56 | 80 | 4480 | 0 | 0 | N
186 | PWD | ELECT | 2020 | 6.15.6 | Supplying, installation, testing and commissioning of following LED fitting (luminaries) Panel Light in round/ square shape complete with electronic driver heat sink capacitor and all other accessories on surface/ in false ceiling etc. as per specification and P.F. should be greater than 0.9. LED chip efficacy ratio ≥ 100 lumens /watt. 18/20 Watt | Each | 868 | 300 | 260400 | 0 | 0 | N
187 | PWD | ELECT | 2020 | 6.16.2 | Supplying, installation, testing and commissioning of following sleek LED panel down lighters (luminaries) in round/ square shape complete with electronic driver heat sink capacitor and all other accessories on surface/ in false ceiling etc. as per specification and P.F. should be greater than 0.9. LED chip efficacy ratio ≥ 100 lumens /watt. 36 watt, size 600 x 600mm | Each | 2342 | 98 | 229516 | 0 | 0 | N
188 | PWD | ELECT | 2020 | 6.17.5 | Supplying, fixing, testing and commissioning of following LED lamps with inbuilt electronic driver heat sink and all other accessories in existing holder/ luminaries as per specification and P.F. should be greater than 0.9. LED chip efficacy ratio ≥ 100 lumens /watt. 12 Watt | Each | 189 | 50 | 9450 | 0 | 0 | N
189 | PWD | ELECT | 2020 | 6.18.1 | Supplying, installation, testing and commissioning of following COB LED Spot Light fitting complete with Electronic Driver Heat sink Capacitor and all other accessories including connection, earthing etc complete as per specification and IP20, P.F. should be greater than 0.9. LED chip efficacy ratio ≥ 100 lumens /watt. 6 watt | Each | 846 | 50 | 42300 | 0 | 0 | N
190 | PWD | ELECT | 2020 | 6.19.2 | Supplying, installation, testing and commissioning of following LED tube light fitting including batten with Electronic Driver Heat sink Capacitor complete with all other accessories on surface/ in false ceiling, including connection, earthing etc complete as per specification and IP20, P.F. should be greater than 0.9. LED chip efficacy ratio ≥ 100 lumens /watt. 10 watt {2 feet} | Each | 351 | 15 | 5265 | 0 | 0 | N
191 | PWD | ELECT | 2020 | 6.19.4 | 36 watt {4 feet} | Each | 718 | 200 | 143600 | 0 | 0 | N
192 | PWD | ELECT | 2020 | 9.8.5 | Supplying and fixing on surface/ recess prewired horizontal type following way, 415 volts TP&N, MCB distribution board of sheet steel phosphatized and powder painted complete complete with loose wire box, terminal blocks, tinned copper busbar, neutral link, earth bar, din bar, detachable gland plate, duly prewired with suitable size FRLS PVC insulated copper conductor up to terminal blocks including interconnections, earthing etc. as per specification. (But without MCB/ RCCB/ Isolator). 4 way (4 + 12), Double door | Each | 5904 | 2 | 11808 | 0 | 0 | N
193 | PWD | ELECT | 2020 | 9.8.6 | 6 way (4 + 18), Double door | Each | 7794 | 3 | 23382 | 0 | 0 | N
194 | PWD | ELECT | 2020 | 9.11.2 | Supplying and fixing SP MCB, 240 volts, 'C' curve, suitable for inductive load in the existing MCB DB complete with connections, testing and commissioning etc. as per specification. 6 amps to 32 amps | Each | 148 | 235 | 34780 | 0 | 0 | N
195 | PWD | ELECT | 2020 | 9.20.2 | Supplying and fixing following rating, 415 volts, FOUR POLES, ISOLATOR in the existing MCB DB complete with connections, testing and commissioning etc. as per specification. 63 amps | Each | 621 | 3 | 1863 | 0 | 0 | N
196 | PWD | ELECT | 2020 | 9.20.3 | 100 amps | Each | 647 | 4 | 2588 | 0 | 0 | N
197 | PWD | ELECT | 2020 | 7.16.1 | Providing and making interconnection in cubical panel between BBC and switchgears with following size aluminium strip of length upto 50cm as per specification (To be measured separately for each phase/ neutral). 20x5mm (100 amps) | Each | 78 | 20 | 1560 | 0 | 0 | N
198 | PWD | ELECT | 2020 | 7.16.2 | 30x5mm (200 amps) | Each | 101 | 20 | 2020 | 0 | 0 | N
199 | PWD | ELECT | 2020 | 7.16.3 | 50x5mm (300 amps) | Each | 155 | 20 | 3100 | 0 | 0 | N
200 | PWD | ELECT | 2020 | 7.17.1 | Providing and making interconnection in cubical panel between BBC and switchgears with following size FRLS PVC insulated copper conductor wire lead of length upto 50cm including providing copper thimbles on both ends as per specification (To be measured separately for each phase/ neutral). 10 sqmm (32 amp) | Each | 76 | 50 | 3800 | 0 | 0 | N
201 | PWD | ELECT | 2020 | 7.17.2 | 16 sqmm (63 amp) | Each | 104 | 50 | 5200 | 0 | 0 | N
202 | PWD | ELECT | 2020 | 7.17.3 | 35 sqmm (125 amps) | Each | 181 | 50 | 9050 | 0 | 0 | N
203 | PWD | ELECT | 2020 | 7.19.2 | Fabrication, supply, installation, testing and commissioning of cubicle type compartmentalized wall/ floor mounted power cum control panel board of specified size and following depth made out of not less than 2 mm thick CRCA MS powder coated sheet with suitable size compartments for bus bars, switchgears and necessary cutouts for voltmeters, ammeters etc as per specifications including powder coating painting but without busbars, switchgears and other accessories etc complete as per specification. Above 300 mm and upto 450 mm deep | sqm | 7525 | 8 | 60200 | 0 | 0 | N
204 | PWD | ELECT | 2020 | 7.20.1 | Supply, installation, testing and commissioning of 4 pole (3 phase + neutral) aluminium bus bars in existing cubicle type compartmentalized wall/ floor mounted panel board along with suitable size and shape insulators, necessary bolts and nuts etc complete as per specification. 100 amp (20x5mm) | Metre | 717 | 5 | 3585 | 0 | 0 | N
205 | PWD | ELECT | 2020 | 7.20.2 | 200 amp (30x5mm) | Metre | 907 | 5 | 4535 | 0 | 0 | N
206 | PWD | ELECT | 2020 | 7.20.3 | 300 amp (50x5mm) | Metre | 1336 | 5 | 6680 | 0 | 0 | N
207 | PWD | ELECT | 2020 | 9.1.24 | Providing and fixing following rating and breaking capacity MCCB in existing cubicle panel board including drilling holes in cubicle panel, making connections, etc. as per specification, IS/ IEC: 60947-2 and Ics = 100 % Icu.. 4 pole MCCB, 100A, Adjustable Thermal - Magnetic Release, 35KA | Each | 6378 | 2 | 12756 | 0 | 0 | N
208 | PWD | ELECT | 2020 | 9.1.25 | 4 pole MCCB, 125A, Adjustable Thermal - Magnetic Release, 35KA | Each | 7428 | 4 | 29712 | 0 | 0 | N
209 | PWD | ELECT | 2020 | 9.1.26 | 4 pole MCCB, 160A, Adjustable Thermal - Magnetic Release, 35KA | Each | 8999 | 1 | 8999 | 0 | 0 | N
210 | PWD | ELECT | 2020 | 9.1.29 | 4 pole MCCB, 320A, Adjustable Thermal - Magnetic Release, 35KA | Each | 17683 | 2 | 35366 | 0 | 0 | N
211 | PWD | ELECT | 2020 | 10.7.5 | Providing and fixing metal clad, 4 pole, on load change over switch unit (with sheet steel enclosure), 415/500 volts, in cubicle panel including drilling holes on the board, connections, earthing the body, testing and commissioning etc. as per specification. (Connecting lead if required shall be paid separately). 400 amps | Each | 26442 | 1 | 26442 | 0 | 0 | N
212 | PWD | ELECT | 2020 | 10.15.5 | Providing and fixing following rating current transformer in existing cubical panel including, connections, testing and commissioning etc. as per specification. 400/5 amps | Each | 341 | 2 | 682 | 0 | 0 | N
213 | PWD | ELECT | 2020 | 10.17 | Providing and fixing penal mounting 230 volt LED type indicating lamp in existing cubical panel including, connections, testing and commissioning etc. as per specification. | Each | 94 | 6 | 564 | 0 | 0 | N
214 | PWD | ELECT | 2020 | 10.23 | Providing and fixing panel mounting digital type VAF (Volt-amp-frequency combined) Multi Function meter of size 100x100 (NS) in existing cubical panel including connection, testing and commissioning etc. as per specification. | Each | 1201 | 2 | 2402 | 0 | 0 | N
215 | PWD | ELECT | 2020 | 15.1.15 | Supplying and laying following sizes one number FRLS PVC insulated/XLPE, PVC sheathed, steel armoured, aluminium conductor power cable of 1.1 KV grade direct in ground at a depth not less than 40 cm and upto 90 cm including excavtion, sand cushioning, protective covering and refilling the trench etc as per specification, IS: 1554 (1988, Part 1) / IS: 7098 (1988, Part 1). 3.5 x 95 sq. mm. | Metre | 488 | 800 | 390400 | 0 | 0 | N
216 | PWD | ELECT | 2020 | 24.20.9 | Supplying of approved make Hiwall split Inverter type Air Conditioner unit with cooling unit (copper coil) and condensing unit (copper coil) including 5 years compressor warranty and standard length of upto 5 metre of copper piping with insulation etc complete as per specification: 2.0 Ton split type Inverter AC {5 Star} | Each | 55830 | 11 | 614130 | 0 | 0 | N
217 | PWD | ELECT | 2020 | 24.20.8 | 1.5 Ton split type Inverter AC {5 Star} | Each | 45340 | 9 | 408060 | 0 | 0 | N
218 | PWD | ELECT | 2020 | 24.4 | Installation of split type Inverter/Non Inverter Air Conditioner unit, cooling unit on wall inside and condensing unit on out side wall/ ceiling/ floor at desired locations with existing standard length of copper piping with insulation and power cable including providing and fixing necessary good quality powder coated MS frame etc complete as per specification. (Extra length of copper piping and power cable shall be paid extra on linear basis) | Each | 2110 | 20 | 42200 | 0 | 0 | N
219 | PWD | ELECT | 2020 | 24.7.1 | Supply and fixing of approved make wall mounting type voltage stabilizer with input volts 160-250, output volts 200-240 volts and double step relay on desired location with necessary fixing material including connection etc complete as per specification. 4 KVA | Each | 3832 | 9 | 34488 | 0 | 0 | N
220 | PWD | ELECT | 2020 | 24.7.2 | 5 KVA | Each | 4367 | 11 | 48037 | 0 | 0 | N
221 | PWD | ELECT | 2020 | 24.10.1 | Supply, connecting and fixing extra length of copper piping for split type air conditioners of following dia and approved quality with insulation sleave etc complete as per specification. 5/8 " | Metre | 375 | 5 | 1875 | 0 | 0 | N
222 | PWD | ELECT | 2020 | 24.10.2 | 1/2 " | Metre | 241 | 10 | 2410 | 0 | 0 | N
223 | PWD | ELECT | 2020 | 24.10.3 | 1/4 " | Metre | 187 | 15 | 2805 | 0 | 0 | N
224 | PWD | ELECT | 2020 | 24.12 | Supplying, connecting and fixing 15mm dia PVC flexible drain pipe (reinforced with nylon threads) in drain outlet of split type air conditioners etc complete as per specification | Metre | 14 | 150 | 2100 | 0 | 0 | N
225 | PWD | ELECT | 2020 | 24.11 | Supplying and fixing good quality powder coated MS frame for installation of out door unit of split type Air Conditioner at desired location with atleast 6 nos steel fastners etc complete as per specification | Set | 435 | 20 | 8700 | 0 | 0 | N
226 | PWD | ELECT | 2020 | 24.8 | Dismentaling, Shifting, Re-installation, testing and commissioning of split type Air Conditioner unit with indoor and out door units and frames at desired locations with existing length of copper piping with insulation, necessary wiring with existing cable etc complete as per specification. | Each | 3149 | 9 | 28341 | 0 | 0 | N
227 | PWD | ELECT | 2020 | 24.23.3 | Supplying, installation, testing and commissiong of following size drinking water cooler storage type ISI marked, eco friendly non CFC refrigarant, water tank and cooler cabinet sheet material- stainless steel {grade AISI 304} with thickness>= 0.8 mm, with PUF insulation including all accessories connection etc complete as per specification. 150/150 Ltrs/hr | Each | 47568 | 2 | 95136 | 0 | 0 | N
228 | PWD | ELECT | 2020 | 24.24.1 | Supplying, installation, testing and commissiong of following capacity of RO purification system with UF/UV/TDS controler and UV lamp {IS 14724 Ultra voilet disinfection} and minimum three stage purification, automatic on/off, output water conferming standard IS 10500 with inbuild storage tank including all accessories connection etc complete as per specification. 25 Ltrs/hr output capacity | Each | 23508 | 2 | 47016 | 0 | 0 | N
229 | PWD | ELECT | 2020 | 24.26.9 | Supplying and fixing wall mounted storage/instantaneous type electric geyser, complete with inner copper container, heating element, thermostat, indicating lamp including inlet / outlet water pipe connection, electric connection testing and commissioning etc. as per specification. 25 Ltr. Capacity storage type geyser 5 star | Each | 7652 | 6 | 45912 | 0 | 0 | N
230 | PWD | ELECT | 2020 | 24.27 | Installation, testing and commissioning of wall mounted storage type electric geyser including inlet / outlet water pipe connection, electric connection etc. as per specification. | Each | 190 | 6 | 1140 | 0 | 0 | N
231 | PWD | ELECT | 2020 | 24.22 | Providing of Core cut with suitable size as per specification at site. | Cu. Inch | 4.9045 | 100 | 490.4467 | 0 | 0 | N
232 | PWD | ELECT | 2020 | 24.21.1 | Supplying, installation, testing and commissiong of following size {storage volume } domestic refrigarator with BEE star rating,copper coil and eco friendly refrigerant, suitable puff insulation, built in voltage stabilizer and power saver compressor, conformity to IS: 1476, including all accessories connection etc complete as per specification. 190 ltr. | Each | 14517 | 6 | 87102 | 0 | 0 | N
233 | PWD | ELECT | 2020 | 23.3.3 | Supplying, installation, testing and commissioning of submersible pump set for water supply system with submersible motor directly coupled to multi-stage submersible pump of specified discharge capacity, head, delivery size in existing bore well including 2 sets of suitable size holding clamps made out of 50 mm X 6 mm MS flat, connection with suitable submersible cable of standard length etc. as per specification and IS: 694 (2010). Note: submersible Cable should be rust proof, safe from oil / Grease and under water Chemical / abrasion Resistant. 2.0 HP, single phase | Each | 19805 | 1 | 19805 | 0 | 0 | N
234 | PWD | ELECT | 2020 | 23.6.1 | Supplying and fixing following dia HDPE pipe PE-80 Grade (8kg/sqcm) in single length in the suction/ delivery line of water supply pump etc. as per specification. 32 mm outer dia | Metre | 55 | 250 | 13750 | 0 | 0 | N
235 | PWD | ELECT | 2020 | 23.8.6 | Supplying and fixing of following sizes GM non return valve ISI mark in the suction/ delivery line etc. as per specification. 32 mm dia. | Each | 623 | 1 | 623 | 0 | 0 | N
236 | PWD | ELECT | 2020 | 23.11 | Supply, installation, testing and commissioning of 1-3 HP 1 phase submersible motor starter cum control wall/ floor mounted type made out of not less than 1.6 mm thick MS sheet and comprising of following panel mounting switchgears there in including connection inter-connection etc. as per specification. a) Phase indicating lamps with fuses and toggle switches 1 set b) 1/2/3 HP 1 phase DOL starter with over load and no volt relay 1 No c) 25 A "C" curve DPMCB 1 No d) Voltmeter 0-250 V 1 set e) Ammeter 0-10 A 1 set | Each | 4030 | 1 | 4030 | 0 | 0 | N
237 | PWD | ELECT | 2020 | 23.12 | Supplying and fixing M.S. clamp 50 cm long made of 50mmx5mm thick M.S. Flat for holding the pipes and submerable pump set as per specification. | Metre | 291 | 120 | 34920 | 0 | 0 | N
238 | PWD | ELECT | 2020 | 23.13 | Supplying and fixing 300 mm dia 2 mm thick M.S. sheet cover with 3 cm edge in two past on tube well bore pipe as per specification | Each | 388 | 4 | 1552 | 0 | 0 | N
239 | PWD | ELECT | 2020 | 23.14.3 | Supplying, laying and fixing following size submersible cable along with GI/PVC/HDFC pipe line or laid in ground etc as per specification and IS: 694 (2010). Note: Cable should be rust proof, safe from oil / Grease and under water Chemical / abrasion Resistant. 3x4.0 sqmm | Metre | 90 | 250 | 22500 | 0 | 0 | N
240 | PWD | ELECT | 2020 | 23.16 | Supplying and laying of approved make stainless steel wire rope of 6 mm dia for support of submersible pump set complete with tying to pump set and pump holding clamp. | Metre | 16 | 250 | 4000 | 0 | 0 | N
241 | PWD | ELECT | 2020 | 15.13.2 | Supplying and laying following sizes one number FRLS PVC insulated, PVC sheathed, steel armoured, copper conductor control /power cable of 1.1 KV grade in exiting PVC/ GI pipe etc as per specification and IS: 694 (2010). 4 x 1.5 sq. mm | Metre | 118 | 240 | 28320 | 0 | 0 | N
242 | PWD | ELECT | 2020 | 6.28.9 | Supplying, installation, testing and commissioning of following 230/250 volts LED street light fitting with all accessories like driver, heat sink made of die cast aluminium with IP 66 protection and 15 KV surge protection on pole bracket, including connection, earthing, Separate housing for driver etc complete as per specification and P.F. should be greater than 0.9. LED chip efficacy ratio ≥ 120 lumens /watt. 120 watt | Each | 6844 | 20 | 136880 | 0 | 0 | N
243 | PWD | ELECT | 2020 | 9.10.1 | Supplying and fixing SP MCB, 240 volts, 'B' curve, suitable for lighting and other loads in the existing MCB DB complete with connections, testing and commissioning etc. as per specification. 6 amps to 32 amps | Each | 151 | 45 | 6795 | 0 | 0 | N
244 | PWD | ELECT | 2020 | 10.14.5 | Providing and fixing 4 pole, 415/500 volts following rating (AC-1 Duty) power contactor in existing starter/ cubical panel including, connections, testing and commissioning etc. as per specification. 200 amps | Each | 14682 | 1 | 14682 | 0 | 0 | N
245 | PWD | ELECT | 2020 | 10.15.3 | Providing and fixing following rating current transformer in existing cubical panel including, connections, testing and commissioning etc. as per specification. 200/5 amps | Each | 347 | 1 | 347 | 0 | 0 | N
246 | PWD | ELECT | 2020 | 10.16 | Providing and fixing single phasing preventer in existing panel including connection, testing and commissioning as per specification. | Each | 409 | 1 | 409 | 0 | 0 | N
247 | PWD | ELECT | 2020 | 10.22.3 | Providing and fixing following Time switch (timer) in existing panel including connection, testing and commissioning as per specification. Astronomical type with year programmed | Each | 3461 | 1 | 3461 | 0 | 0 | N
248 | PWD | ELECT | 2020 | 10.23 | Providing and fixing panel mounting digital type VAF (Volt-amp-frequency combined) Multi Function meter of size 100x100 (NS) in existing cubical panel including connection, testing and commissioning etc. as per specification. | Each | 1201 | 2 | 2402 | 0 | 0 | N
249 | PWD | ELECT | 2020 | 12.3 | Earthing with copper earth plate 600 mm X 600 mm X 3 mm thick including accessories, and providing masonry enclosure with cover plate having locking arrangement and watering pipe, with charcoal and salt as per specification and IS Code 3043: 1987(R 2016) | Set | 6209 | 5 | 31045 | 0 | 0 | N
250 | PWD | ELECT | 2020 | 12.6 | Providing and fixing 25 mm X 5 mm copper strip in 40 mm dia G.I. pipe from earth electrode at 0.5 Metre depth below ground level including excavation and refilling the trench etc. as per specification. | Metre | 752 | 100 | 75200 | 0 | 0 | N
251 | PWD | ELECT | 2020 | 12.10 | Providing and fixing 4.00 mm dia copper wire on surface or in recess for loop earthing along with existing surface/ concealed conduit/ submain wiring/ cable as per specification. | Metre | 53 | 3.75 | 198.75 | 0 | 0 | N
252 | PWD | ELECT | 2020 | 12.20 | Excavation for foundation in soft soil/hard soil including dressing of sides and ramming of bottoms, lifting and getting out the excavated soil and disposal of surplus excavated soil as directed, within a lead of 50 metres | Cum | 168 | 100 | 16800 | 0 | 0 | N
253 | PWD | ELECT | 2020 | 15.3.24 | Supplying and laying following sizes one number FRLS PVC insulated /XLPE, PVC sheathed, steel armoured, aluminium conductor power cable of 1.1 KV grade in existing RCC/ HUME/ STONEWARE/ METAL/ HDPE pipe as per specification, IS: 1554 (1988, Part 1) / IS: 7098 (1988, Part 1). 4 x 25 sq. mm. | Metre | 122 | 500 | 61000 | 0 | 0 | N
254 | PWD | ELECT | 2020 | 15.28.4 | Supplying, fixing and cramping suitable size and all type aluminium ferule/ lugs to following size 1.1 KV grade power cable core / lead, pressed with high pressure cramping tool including connection to switch gear/ MCCB etc as per specification. 25 sq. mm | Each | 22 | 60 | 1320 | 0 | 0 | N
255 | PWD | ELECT | 2020 | 19.7.2 | Supply of hot dipped galvanized (in single dip to minimum 75 micron) octogonal pole made of 3mm thick steel grade E-350 sheet having window and flush cover with locking arrangement at suitable height from base for cable termination block, pole suitably reinforced with welded steel section at window cut section to make the strength of pole unaffected, with following minimum specifications with 4 way terminal connector including 3mm thick anchor plate, 4 nos 20mm dia foundation bolts of EN8 grade, and as per IS 2062 & BS EN: 10025. (designed for wind speed upto 180km/hr, IS: 875 Part 3) 7 metre high, dia 130mm at bottom and 90mm at top, base plate size 220x220x12mm, foundation bolts 700mm long | Each | 10938 | 10 | 109380 | 0 | 0 | N
256 | PWD | ELECT | 2020 | 19.8.1 | Supply of hot dipped galvanized (in single dip to minimum 75 micron) octogonal pole made of 3mm thick steel grade E-350 sheet having window and flush cover with locking arrangement at suitable height from base for cable termination block, pole suitably reinforced with welded steel section at window cut section to make the strength of pole unaffected, with following minimum specifications with 4 way terminal connector including 4mm thick anchor plate, 4 nos 24mm dia foundation bolts of EN8 grade, and as per IS 2062 & BS EN: 10025. (designed for wind speed upto 180km/hr, IS: 875 Part 3) 9 metre high, dia 155mm at bottom and 90mm at top, base plate size 260x260x16mm, foundation bolts 750mm long | Each | 13974 | 2 | 27948 | 0 | 0 | N
257 | PWD | ELECT | 2020 | 19.11.5 | Erection of GI octogonal/ tubular/conical pole on existing cement concrete foundation having grouted bolts and nuts, aligning in true vertical position as per specification. 7 metre high | Each | 850 | 10 | 8500 | 0 | 0 | N
258 | PWD | ELECT | 2020 | 19.11.7 | 9 metre high | Each | 985 | 2 | 1970 | 0 | 0 | N
259 | PWD | ELECT | 2020 | 19.12 | Designing and providing suitable RCC foundation in Cement Concrete 1:2:4 (1 cement: 2 coarse sand: 4 graded stone aggregate 20 mm nominal size) for 3 mere to 12 metre high GI octagonal pole including steel reinforcement form work, embeding 2 nos 50mm dia PVC pipe for cable entry in each foundation, excavation disposal of surplus soil and curing etc. as per specification. | cum | 5219 | 15 | 78285 | 0 | 0 | N
260 | PWD | ELECT | 2020 | 19.9.3 | Supply and fixing following street light pole bracket on existing pole made out of 50 mm dia MS "B" class pipe welded to 300 mm long MS pole canopy of suitable dia at a angle of 102.50 including having MS triangular stiffner of size 150 X 50 X 5 mm thick, making arrangement for tightening the bracket with pole by providing suitable size heavy duty nuts and bolts in canopy, painting with one coat of approved steel primer etc. as per specification. Single Over Hang 1.50 metre Long | Each | 1233 | 10 | 12330 | 0 | 0 | N
261 | PWD | ELECT | 2020 | 11.3.3 | Supplying, installation, testing and commissioning following rating single phase 230 volts sine wave inverter (without battery) including connection as per specification. 1.50 KVA | Each | 5504 | 10 | 55040 | 0 | 0 | N
262 | PWD | ELECT | 2020 | 11.5.3 | Supplying, installation, testing and commissioning following rating lead acid battery (Maintenance Type) including connection as per specification. 150 AH | Each | 14250 | 20 | 285000 | 0 | 0 | N
263 | PWD | ELECT | 2020 | 28.7 | Supplying , installation , Testing and Commissioning of UHF Wireless Cardioid Condenser handheld microphone system with Frequency Response of 60 Hz to 16 kHz , RF Sensitivity 10dBμV (S/N 60dB @ 20 kHz deviation) or better, Total Harmonic Distortion <1.0% (at 1 kHz, ±20 kHz deviation) or better, Dynamic Range > 108dB or better, on/off switch operating range 60 mtrs or better, RF Power Output: 10 mW or better, maximum Output level XLR / Balanced: +4 dBV & 6.3 mm (¼") / Unbalanced: -2 dBV with all necessery terminals and Connectors. | Each | 36831 | 1 | 36831 | 0 | 0 | N
264 | PWD | ELECT | 2020 | 28.11 | Supplying , installation , Testing and Commissioning of Wall Mounted two way full Range speaker with Minimum 2 x 3.5" LF or 1 x 5.25" LF or better with 1" HF with a Frequency Response(-10dB):- 65Hz-20Khz & Long Term Program Power Handling of 120W or more. The Loudspeaker should have a Sensitivity(1W/1m) of atleast 90dB with a Max. Peak SPL of >114dB. Speaker shoudl have 70/100 volt transformer taps with upto 60 watts tapping. The Sound Dispersion should be 90x70 Degrees or better complete with wall mount Bracket of same OEM with all necessery terminals and Connectors. | Each | 38183 | 4 | 152732 | 0 | 0 | N
265 | PWD | ELECT | 2020 | 28.15 | Supplying , installation , Testing and Commissioning of Dual Channel Audio Amplifier Professional 1700-Watt (Per Channel 700 to 800 Watts into 4 Ohms OR Per channel 400 to 500 Watts into 8 Ohms OR 1600 to 2000 Watts into 8 Ohms (bridge mode)Stereo with all necessery terminals and Connectors. | Each | 35194 | 1 | 35194 | 0 | 0 | N
266 | PWD | ELECT | 2020 | 28.24 | Supplying , installation , Testing and Commissioning of 2.5Sq.mm Speaker cable Cross sec Area 1.5 sqmm, No of Strands 75 , Size of Strands 34 , Cond.Type ATC Speaker Cable - Copper 2Core, Twisted, Tin Coated, Shielded 2.5SQMM (70/.2) ATC 2/C SPEAKER CABLE 14AWG with all necessery terminals and Connectors. | Meter | 468 | 180 | 84240 | 0 | 0 | N
267 | PWD | ELECT | 2020 | 28.27 | Supplying , installation , Testing and Commissioning of 17U Equipment Rack, with Metal Side Panel, Back Door, Front Glass Door, Floor Wheel, 15u PDU Unit, Cooling FAN, Cable Manager, Counter Shelf with all necessery terminals and Connectors. | Each | 30680 | 1 | 30680 | 0 | 0 | N
268 | PWD | ELECT | 2020 | 28.29 | Supplying , installation , Testing and Commissioning Cardioid Condenser Gooseneck Microphone with goosenck length of 415mm or more. Flexible gooseneck head for accurate positioning. Shock Mount to be inlcuded with Microphone from same OEM with Frequency Response 70 Hz - 16,000 Hz; It shall be capable of handling sound input levels up to 134 dB with a dynamic range of 106 dB. Nominal open-circuit output voltage shall be 12.0 mV at 1 V, 1 Pascal or better, Signal-to-noise ratio of 66dB,1kHz at 1Pa or better. Support 11V to 52V phantom power for operation. Impedance 100 ohms or better complete with Foam Windscreen with all necessery terminals and Connectors. | Each | 19376 | 1 | 19376 | 0 | 0 | N
269 | PWD | ELECT | 2020 | 28.30 | Supplying , installation , Testing and Commissioning Analong Chariman Unit Anti-RF, Length of Gooseneck Mic 15" -20", Priority Button, Mic On/Off, LED Ring Indicator on Mic, In built Speaker with all necessery terminals and Connectors. | Each | 11638 | 2 | 23276 | 0 | 0 | N
[8 empty] | Total | 28731299.1967
[8 empty] | Say | Rs. 287.31 Lacs
|  |  | Sub Engineer |  | Sub Divisional Officer |  |  | Executive Engineer
|  |  | Public Work Department |  | Public Work Department |  |  | Public Work Department
|  |  | Lormi Sub Division, Lormi |  | Lormi Sub Division, Lormi |  |  | Mungeli Division, Mungeli
|  |  | Sub Engineer |  | Sub Divisional Officer |  |  | Executive Engineer
|  |  | Public Work Department |  | Public Work Department |  |  | Public Work Department
|  |  | E&M Sub Division, Mungeli |  | E&M Sub Division, Mungeli |  |  | E&M Division, Bilaspur
182
183
184
185
186 |  |  |  |  | SubEngineer | Sub Divisional Officer |  |  | Executive Engineer
187 |  |  |  |  | PWD Lormi Sub Division | PWD Lormi Sub Division |  |  | PWD Mungeli Division
188 | [5 empty] | Lormi |  |  | Mungeli
189
190
191
192
193
194
195
196
197
198
199
200
201
202
203
204
205
206
207
208
209
210
211
212
213
214
215
216
217
218
219
220
221
222
223
224
225
226
227
228
229
230 | [8 empty] | 0
231 | [8 empty] | 0
232 | [8 empty] | 0
233 | [8 empty] | 0
234 | [8 empty] | 0
235 | [8 empty] | 0
236 | [8 empty] | 0
237 | [8 empty] | 0
238 | [8 empty] | 0
239 | [8 empty] | 0
240 | [8 empty] | 0
241 | [8 empty] | 0
242 | [8 empty] | 0
243 | [8 empty] | 0
244 | [8 empty] | 0
245 | [8 empty] | 0
246 | [8 empty] | 0
247 | [8 empty] | 0
248 | [8 empty] | 0
249 | [8 empty] | 0
250 | [8 empty] | 0
251 | [8 empty] | 0
252 | [8 empty] | 0
253 | [8 empty] | 0
254 | [8 empty] | 0
255 | [8 empty] | 0
256 | [8 empty] | 0
257 | [8 empty] | 0
258 | [8 empty] | 0
259 | [8 empty] | 0
260 | [8 empty] | 0
261 | [8 empty] | 0
262 | [8 empty] | 0
263 | [8 empty] | 0
264 | [8 empty] | 0
265 | [8 empty] | 0
266 | [8 empty] | 0
267 | [8 empty] | 0
268 | [8 empty] | 0
269 | [8 empty] | 0
270 | [8 empty] | 0
271 | [8 empty] | 0
272 | [8 empty] | 0
273 | [8 empty] | 0
274 | [8 empty] | 0
275 | [8 empty] | 0
276 | [8 empty] | 0
277 | [8 empty] | 0
278 | [8 empty] | 0
279 | [8 empty] | 0
280 | [8 empty] | 0
281 | [8 empty] | 0
282 | [8 empty] | 0
283 | [8 empty] | 0
284 | [8 empty] | 0
285 | [8 empty] | 0
286 | [8 empty] | 0
287 | [8 empty] | 0
288 | [8 empty] | 0
289 | [8 empty] | 0
290 | [8 empty] | 0
291 | [8 empty] | 0
292 | [8 empty] | 0
293 | [8 empty] | 0
294 | [8 empty] | 0
295 | [8 empty] | 0
296 | [8 empty] | 0
297 | [8 empty] | 0
298 | [8 empty] | 0
299 | [8 empty] | 0
300 | [8 empty] | 0
301 | [8 empty] | 0
302 | [8 empty] | 0
303 | [8 empty] | 0
304 | [8 empty] | 0
305 | [8 empty] | 0
306 | [8 empty] | 0
307 | [8 empty] | 0
308 | [8 empty] | 0
309 | [8 empty] | 0
310 | [8 empty] | 0
311 | [8 empty] | 0
312 | [8 empty] | 0
313 | [8 empty] | 0
314 | [8 empty] | 0
315 | [8 empty] | 0
316 | [8 empty] | 0
317 | [8 empty] | 0
318 | [8 empty] | 0
319 | [8 empty] | 0
320 | [8 empty] | 0
321 | [8 empty] | 0
322 | [8 empty] | 0
323 | [8 empty] | 0
324 | [8 empty] | 0
325 | [8 empty] | 0
326 | [8 empty] | 0
327 | [8 empty] | 0
328 | [8 empty] | 0
329 | [8 empty] | 0
330 | [8 empty] | 0
331 | [8 empty] | 0
332 | [8 empty] | 0
333 | [8 empty] | 0
334 | [8 empty] | 0
335 | [8 empty] | 0
336 | [8 empty] | 0
337 | [8 empty] | 0
338 | [8 empty] | 0
339 | [8 empty] | 0
340 | [8 empty] | 0
341 | [8 empty] | 0
342 | [8 empty] | 0
343 | [8 empty] | 0
344 | [8 empty] | 0
345 | [8 empty] | 0
346 | [8 empty] | 0
347 | [8 empty] | 0
348 | [8 empty] | 0
349 | [8 empty] | 0
350 | [8 empty] | 0
351 | [8 empty] | 0
352 | [8 empty] | 0
353 | [8 empty] | 0
354 | [8 empty] | 0
355 | [8 empty] | 0
356 | [8 empty] | 0
357 | [8 empty] | 0
358 | [8 empty] | 0
359 | [8 empty] | 0
360 | [8 empty] | 0
361 | [8 empty] | 0
362 | [8 empty] | 0
363 | [8 empty] | 0
364 | [8 empty] | 0
365 | [8 empty] | 0
366 | [8 empty] | 0
367 | [8 empty] | 0
368 | [8 empty] | 0
369 | [8 empty] | 0
370 | [8 empty] | 0
371 | [8 empty] | 0
372 | [8 empty] | 0
373 | [8 empty] | 0
374 | [8 empty] | 0
375 | [8 empty] | 0
376 | [8 empty] | 0
377 | [8 empty] | 0
378 | [8 empty] | 0
379 | [8 empty] | 0
380 | [8 empty] | 0
381 | [8 empty] | 0
382 | [8 empty] | 0
383 | [8 empty] | 0
384 | [8 empty] | 0
385 | [8 empty] | 0
386 | [8 empty] | 0
387 | [8 empty] | 0
388 | [8 empty] | 0
389 | [8 empty] | 0
390 | [8 empty] | 0
391 | [8 empty] | 0
392 | [8 empty] | 0
393 | [8 empty] | 0
394 | [8 empty] | 0
395 | [8 empty] | 0
396 | [8 empty] | 0
397 | [8 empty] | 0
398 | [8 empty] | 0
399 | [8 empty] | 0
400 | [8 empty] | 0
401 | [8 empty] | 0
402 | [8 empty] | 0
403 | [8 empty] | 0
404 | [8 empty] | 0
405 | [8 empty] | 0
406 | [8 empty] | 0
407 | [8 empty] | 0
408 | [8 empty] | 0
409 | [8 empty] | 0
410 | [8 empty] | 0
411 | [8 empty] | 0
412 | [8 empty] | 0
413 | [8 empty] | 0
414 | [8 empty] | 0
415 | [8 empty] | 0
416 | [8 empty] | 0
417 | [8 empty] | 0
418 | [8 empty] | 0
419 | [8 empty] | 0
420 | [8 empty] | 0
421 | [8 empty] | 0
422 | [8 empty] | 0
423 | [8 empty] | 0
424 | [8 empty] | 0
425 | [8 empty] | 0
426 | [8 empty] | 0
427 | [8 empty] | 0
428 | [8 empty] | 0
429 | [8 empty] | 0
430 | [8 empty] | 0
431 | [8 empty] | 0
432 | [8 empty] | 0
433 | [8 empty] | 0
434 | [8 empty] | 0
435 | [8 empty] | 0
436 | [8 empty] | 0
437 | [8 empty] | 0
438 | [8 empty] | 0
439 | [8 empty] | 0
440 | [8 empty] | 0
441 | [8 empty] | 0
442 | [8 empty] | 0
443 | [8 empty] | 0
444 | [8 empty] | 0
445 | [8 empty] | 0
446 | [8 empty] | 0
447 | [8 empty] | 0
448 | [8 empty] | 0
449 | [8 empty] | 0
450 | [8 empty] | 0
451 | [8 empty] | 0
452 | [8 empty] | 0
453 | [8 empty] | 0
454 | [8 empty] | 0
455 | [8 empty] | 0
456 | [8 empty] | 0
457 | [8 empty] | 0
458 | [8 empty] | 0
459 | [8 empty] | 0
460 | [8 empty] | 0
461 | [8 empty] | 0
462 | [8 empty] | 0
463 | [8 empty] | 0
464 | [8 empty] | 0
465 | [8 empty] | 0
466 | [8 empty] | 0
467 | [8 empty] | 0
468 | [8 empty] | 0
469 | [8 empty] | 0
470 | [8 empty] | 0
471 | [8 empty] | 0
472 | [8 empty] | 0
473 | [8 empty] | 0
474 | [8 empty] | 0
475 | [8 empty] | 0
476 | [8 empty] | 0
477 | [8 empty] | 0
478 | [8 empty] | 0
479 | [8 empty] | 0
480 | [8 empty] | 0
481 | [8 empty] | 0
482 | [8 empty] | 0
483 | [8 empty] | 0
484 | [8 empty] | 0
485 | [8 empty] | 0
486 | [8 empty] | 0
487 | [8 empty] | 0
488 | [8 empty] | 0
489 | [8 empty] | 0
490 | [8 empty] | 0
491 | [8 empty] | 0
492 | [8 empty] | 0
493 | [8 empty] | 0
494 | [8 empty] | 0
495 | [8 empty] | 0
496 | [8 empty] | 0
497 | [8 empty] | 0
498 | [8 empty] | 0
499 | [8 empty] | 0
500 | [8 empty] | 0
501 | [8 empty] | 0
502 | [8 empty] | 0
503 | [8 empty] | 0
504 | [8 empty] | 0
505 | [8 empty] | 0
506 | [8 empty] | 0
507 | [8 empty] | 0
508 | [8 empty] | 0
509 | [8 empty] | 0
510 | [8 empty] | 0
511 | [8 empty] | 0
512 | [8 empty] | 0
513 | [8 empty] | 0
514 | [8 empty] | 0
515 | [8 empty] | 0
516 | [8 empty] | 0
517 | [8 empty] | 0
518 | [8 empty] | 0
519 | [8 empty] | 0
520 | [8 empty] | 0
521 | [8 empty] | 0
522 | [8 empty] | 0
523 | [8 empty] | 0
524 | [8 empty] | 0
525 | [8 empty] | 0
526 | [8 empty] | 0
527 | [8 empty] | 0
528 | [8 empty] | 0
529 | [8 empty] | 0
530 | [8 empty] | 0
531 | [8 empty] | 0
532 | [8 empty] | 0
533 | [8 empty] | 0
534 | [8 empty] | 0
535 | [8 empty] | 0
536 | [8 empty] | 0
537 | [8 empty] | 0
538 | [8 empty] | 0
539 | [8 empty] | 0
540 | [8 empty] | 0
541 | [8 empty] | 0
542 | [8 empty] | 0
543 | [8 empty] | 0
544 | [8 empty] | 0
545 | [8 empty] | 0
546 | [8 empty] | 0
547 | [8 empty] | 0
548 | [8 empty] | 0
549 | [8 empty] | 0
550 | [8 empty] | 0
551 | [8 empty] | 0
552 | [8 empty] | 0
553 | [8 empty] | 0
554 | [8 empty] | 0
555 | [8 empty] | 0
556 | [8 empty] | 0
557 | [8 empty] | 0
558 | [8 empty] | 0
559 | [8 empty] | 0
560 | [8 empty] | 0
561 | [8 empty] | 0
562 | [8 empty] | 0
563 | [8 empty] | 0
564 | [8 empty] | 0
565 | [8 empty] | 0
566 | [8 empty] | 0
567 | [8 empty] | 0
568 | [8 empty] | 0
569 | [8 empty] | 0
570 | [8 empty] | 0
571 | [8 empty] | 0
572 | [8 empty] | 0
573 | [8 empty] | 0
574 | [8 empty] | 0
575 | [8 empty] | 0
576 | [8 empty] | 0
577 | [8 empty] | 0
578 | [8 empty] | 0
579 | [8 empty] | 0
580 | [8 empty] | 0
581 | [8 empty] | 0
582 | [8 empty] | 0
583 | [8 empty] | 0
584 | [8 empty] | 0
585 | [8 empty] | 0
586 | [8 empty] | 0
587 | [8 empty] | 0
588 | [8 empty] | 0
589 | [8 empty] | 0
590 | [8 empty] | 0
591 | [8 empty] | 0
592 | [8 empty] | 0
593 | [8 empty] | 0
594 | [8 empty] | 0
595 | [8 empty] | 0
596 | [8 empty] | 0
597 | [8 empty] | 0
598 | [8 empty] | 0
599 | [8 empty] | 0
600 | [8 empty] | 0
601 | [8 empty] | 0
602 | [8 empty] | 0
603 | [8 empty] | 0
604 | [8 empty] | 0
605 | [8 empty] | 0
606 | [8 empty] | 0
607 | [8 empty] | 0
608 | [8 empty] | 0
609 | [8 empty] | 0
610 | [8 empty] | 0
611 | [8 empty] | 0
612 | [8 empty] | 0
613 | [8 empty] | 0
614 | [8 empty] | 0
615 | [8 empty] | 0
616 | [8 empty] | 0
617 | [8 empty] | 0
618 | [8 empty] | 0
619 | [8 empty] | 0
620 | [8 empty] | 0
621 | [8 empty] | 0
622 | [8 empty] | 0
623 | [8 empty] | 0
624 | [8 empty] | 0
625 | [8 empty] | 0
626 | [8 empty] | 0
627 | [8 empty] | 0
628 | [8 empty] | 0
629 | [8 empty] | 0
630 | [8 empty] | 0
631 | [8 empty] | 0
632 | [8 empty] | 0
633 | [8 empty] | 0
634 | [8 empty] | 0
635 | [8 empty] | 0
636 | [8 empty] | 0
637 | [8 empty] | 0
638 | [8 empty] | 0
639 | [8 empty] | 0
640 | [8 empty] | 0
641 | [8 empty] | 0
642 | [8 empty] | 0
643 | [8 empty] | 0
644 | [8 empty] | 0
645 | [8 empty] | 0
646 | [8 empty] | 0
647 | [8 empty] | 0
648 | [8 empty] | 0
649 | [8 empty] | 0
650 | [8 empty] | 0
651 | [8 empty] | 0
652 | [8 empty] | 0
653 | [8 empty] | 0
654 | [8 empty] | 0
655 | [8 empty] | 0
656 | [8 empty] | 0
657 | [8 empty] | 0
658 | [8 empty] | 0
659 | [8 empty] | 0
660 | [8 empty] | 0
661 | [8 empty] | 0
662 | [8 empty] | 0
663 | [8 empty] | 0
664 | [8 empty] | 0
665 | [8 empty] | 0
666 | [8 empty] | 0
667 | [8 empty] | 0
668 | [8 empty] | 0
669 | [8 empty] | 0
670 | [8 empty] | 0
671 | [8 empty] | 0
672 | [8 empty] | 0
673 | [8 empty] | 0
674 | [8 empty] | 0
675 | [8 empty] | 0
676 | [8 empty] | 0
677 | [8 empty] | 0
678 | [8 empty] | 0
679 | [8 empty] | 0
680 | [8 empty] | 0
681 | [8 empty] | 0
682 | [8 empty] | 0
683 | [8 empty] | 0
684 | [8 empty] | 0
685 | [8 empty] | 0
686 | [8 empty] | 0
687 | [8 empty] | 0
688 | [8 empty] | 0
689 | [8 empty] | 0
690 | [8 empty] | 0
691 | [8 empty] | 0
692 | [8 empty] | 0
693 | [8 empty] | 0
694 | [8 empty] | 0
695 | [8 empty] | 0
696 | [8 empty] | 0
697 | [8 empty] | 0
698 | [8 empty] | 0
699 | [8 empty] | 0
700 | [8 empty] | 0
701 | [8 empty] | 0
702 | [8 empty] | 0
703 | [8 empty] | 0
704 | [8 empty] | 0
705 | [8 empty] | 0
706 | [8 empty] | 0
707 | [8 empty] | 0
708 | [8 empty] | 0
709 | [8 empty] | 0
710 | [8 empty] | 0
711 | [8 empty] | 0
712 | [8 empty] | 0
713 | [8 empty] | 0
714 | [8 empty] | 0
715 | [8 empty] | 0
716 | [8 empty] | 0
717 | [8 empty] | 0
718 | [8 empty] | 0
719 | [8 empty] | 0
720 | [8 empty] | 0
721 | [8 empty] | 0
722 | [8 empty] | 0
723 | [8 empty] | 0
724 | [8 empty] | 0
725 | [8 empty] | 0
726 | [8 empty] | 0
727 | [8 empty] | 0
728 | [8 empty] | 0
729 | [8 empty] | 0
730 | [8 empty] | 0
731 | [8 empty] | 0
732 | [8 empty] | 0
733 | [8 empty] | 0
734 | [8 empty] | 0
735 | [8 empty] | 0
736 | [8 empty] | 0
737 | [8 empty] | 0
738 | [8 empty] | 0
739 | [8 empty] | 0
740 | [8 empty] | 0
741 | [8 empty] | 0
742 | [8 empty] | 0
743 | [8 empty] | 0
744 | [8 empty] | 0
745 | [8 empty] | 0
746 | [8 empty] | 0
747 | [8 empty] | 0
748 | [8 empty] | 0
749 | [8 empty] | 0
750 | [8 empty] | 0
751 | [8 empty] | 0
752 | [8 empty] | 0
753 | [8 empty] | 0
754 | [8 empty] | 0
755 | [8 empty] | 0
756 | [8 empty] | 0
757 | [8 empty] | 0
758 | [8 empty] | 0
759 | [8 empty] | 0
760 | [8 empty] | 0
761 | [8 empty] | 0
762 | [8 empty] | 0
763 | [8 empty] | 0
764 | [8 empty] | 0
765 | [8 empty] | 0
766 | [8 empty] | 0
767 | [8 empty] | 0
768 | [8 empty] | 0
769 | [8 empty] | 0
770 | [8 empty] | 0
771 | [8 empty] | 0
772 | [8 empty] | 0
773 | [8 empty] | 0
774 | [8 empty] | 0
775 | [8 empty] | 0
776 | [8 empty] | 0
777 | [8 empty] | 0
778 | [8 empty] | 0
779 | [8 empty] | 0
780 | [8 empty] | 0
781 | [8 empty] | 0
782 | [8 empty] | 0
783 | [8 empty] | 0
784 | [8 empty] | 0
785 | [8 empty] | 0
786 | [8 empty] | 0
787 | [8 empty] | 0
788 | [8 empty] | 0
789 | [8 empty] | 0
790 | [8 empty] | 0
791 | [8 empty] | 0
792 | [8 empty] | 0
793 | [8 empty] | 0
794 | [8 empty] | 0
795 | [8 empty] | 0
796 | [8 empty] | 0
797 | [8 empty] | 0
798 | [8 empty] | 0
799 | [8 empty] | 0
800 | [8 empty] | 0
801 | [8 empty] | 0
802 | [8 empty] | 0
803 | [8 empty] | 0
804 | [8 empty] | 0
805 | [8 empty] | 0
806 | [8 empty] | 0
807 | [8 empty] | 0
808 | [8 empty] | 0
809 | [8 empty] | 0
810 | [8 empty] | 0
811 | [8 empty] | 0
812 | [8 empty] | 0
813 | [8 empty] | 0
814 | [8 empty] | 0
815 | [8 empty] | 0
816 | [8 empty] | 0
817 | [8 empty] | 0
818 | [8 empty] | 0
819 | [8 empty] | 0
820 | [8 empty] | 0
821 | [8 empty] | 0
822 | [8 empty] | 0
823 | [8 empty] | 0
824 | [8 empty] | 0
825 | [8 empty] | 0
826 | [8 empty] | 0
827 | [8 empty] | 0
828 | [8 empty] | 0
829 | [8 empty] | 0
830 | [8 empty] | 0
831 | [8 empty] | 0
832 | [8 empty] | 0
833 | [8 empty] | 0
834 | [8 empty] | 0
835 | [8 empty] | 0
836 | [8 empty] | 0
837 | [8 empty] | 0
838 | [8 empty] | 0
839 | [8 empty] | 0
840 | [8 empty] | 0
841 | [8 empty] | 0
842 | [8 empty] | 0
843 | [8 empty] | 0
844 | [8 empty] | 0
845 | [8 empty] | 0
846 | [8 empty] | 0
847 | [8 empty] | 0
848 | [8 empty] | 0
849 | [8 empty] | 0
850 | [8 empty] | 0
851 | [8 empty] | 0
852 | [8 empty] | 0
853 | [8 empty] | 0
854 | [8 empty] | 0
855 | [8 empty] | 0
856 | [8 empty] | 0
857 | [8 empty] | 0
858 | [8 empty] | 0
859 | [8 empty] | 0
860 | [8 empty] | 0
861 | [8 empty] | 0
862 | [8 empty] | 0
863 | [8 empty] | 0
864 | [8 empty] | 0
865 | [8 empty] | 0
866 | [8 empty] | 0
867 | [8 empty] | 0
868 | [8 empty] | 0
869 | [8 empty] | 0
870 | [8 empty] | 0
871 | [8 empty] | 0
872 | [8 empty] | 0
873 | [8 empty] | 0
874 | [8 empty] | 0
875 | [8 empty] | 0
876 | [8 empty] | 0
877 | [8 empty] | 0
878 | [8 empty] | 0
879 | [8 empty] | 0
880 | [8 empty] | 0
881 | [8 empty] | 0
882 | [8 empty] | 0
883 | [8 empty] | 0
884 | [8 empty] | 0
885 | [8 empty] | 0
886 | [8 empty] | 0
887 | [8 empty] | 0
888 | [8 empty] | 0
889 | [8 empty] | 0
890 | [8 empty] | 0
891 | [8 empty] | 0
892 | [8 empty] | 0
893 | [8 empty] | 0
894 | [8 empty] | 0
895 | [8 empty] | 0
896 | [8 empty] | 0
897 | [8 empty] | 0
898 | [8 empty] | 0
899 | [8 empty] | 0
900 | [8 empty] | 0
901 | [8 empty] | 0
902 | [8 empty] | 0
903 | [8 empty] | 0
904 | [8 empty] | 0
905 | [8 empty] | 0
906 | [8 empty] | 0
907 | [8 empty] | 0
908 | [8 empty] | 0
909 | [8 empty] | 0
910 | [8 empty] | 0
911 | [8 empty] | 0
912 | [8 empty] | 0
913 | [8 empty] | 0
914 | [8 empty] | 0
915 | [8 empty] | 0
916 | [8 empty] | 0
917 | [8 empty] | 0
918 | [8 empty] | 0
919 | [8 empty] | 0
920 | [8 empty] | 0
921 | [8 empty] | 0
922 | [8 empty] | 0
923 | [8 empty] | 0
924 | [8 empty] | 0
925 | [8 empty] | 0
926 | [8 empty] | 0
927 | [8 empty] | 0
928 | [8 empty] | 0
929 | [8 empty] | 0
930 | [8 empty] | 0
931 | [8 empty] | 0
932 | [8 empty] | 0
933 | [8 empty] | 0
934 | [8 empty] | 0
935 | [8 empty] | 0
936 | [8 empty] | 0
937 | [8 empty] | 0
938 | [8 empty] | 0
939 | [8 empty] | 0
940 | [8 empty] | 0
941 | [8 empty] | 0
942 | [8 empty] | 0
943 | [8 empty] | 0
944 | [8 empty] | 0
945 | [8 empty] | 0
946 | [8 empty] | 0
947 | [8 empty] | 0
948 | [8 empty] | 0
949 | [8 empty] | 0
950 | [8 empty] | 0
951 | [8 empty] | 0
952 | [8 empty] | 0
953 | [8 empty] | 0
954 | [8 empty] | 0
955 | [8 empty] | 0
956 | [8 empty] | 0
957 | [8 empty] | 0
958 | [8 empty] | 0
959 | [8 empty] | 0
960 | [8 empty] | 0
961 | [8 empty] | 0
962 | [8 empty] | 0
963 | [8 empty] | 0
964 | [8 empty] | 0
965 | [8 empty] | 0
966 | [8 empty] | 0
967 | [8 empty] | 0
968 | [8 empty] | 0
969 | [8 empty] | 0
970 | [8 empty] | 0
971 | [8 empty] | 0
972 | [8 empty] | 0
973 | [8 empty] | 0
974 | [8 empty] | 0
975 | [8 empty] | 0
976 | [8 empty] | 0
977 | [8 empty] | 0
978 | [8 empty] | 0
979 | [8 empty] | 0
980 | [8 empty] | 0
981 | [8 empty] | 0
982 | [8 empty] | 0
983 | [8 empty] | 0
984 | [8 empty] | 0
985 | [8 empty] | 0
986 | [8 empty] | 0
987 | [8 empty] | 0
988 | [8 empty] | 0
989 | [8 empty] | 0
990 | [8 empty] | 0
991 | [8 empty] | 0
992 | [8 empty] | 0
993 | [8 empty] | 0
994 | [8 empty] | 0
995 | [8 empty] | 0
996 | [8 empty] | 0
997 | [8 empty] | 0
998 | [8 empty] | 0
999 | [8 empty] | 0
1000 | [8 empty] | 0

## REFERENCE
Department Name | Code | SOR Name | SOR | UOM Name | UOM Code | false6444
Bastar Urban Public Transport Society (BSTUPTS) | BSTUPTS | ELECTRIC | ELECT | Percentage | %
Bilaspur Urban Public Transport Society (BSPUPTS) | BSPUPTS | PHED | PHED1 | Per mile | %O
Chhattisgarh Department of Agriculture (CGDA) | CGDA | RES_BUILDING | RESBDG | 1000 no. | 1000 no.
Chhattisgarh Handicraft Board (CGHCB) | CGHCB | NON SOR | NS | 1000No. | 1000No.
Chhattisgarh High Court, Bilaspur (CGHC) | CGHC | BRIDGE | PWD_BRIDGE | Siemens Per meter | A/V
Chhattisgarh Housing Board (CGHB) | CGHB | PWD BUILDLING | PWD BLD | Acre | ACR
Chhattisgarh Infotech Promotion Society (CHiPS) | CHiPS | PWD ROAD | PWD ROAD | Activity unit | AU
Chhattisgarh Medical Services Corporation Ltd. (CGMSC) | CGMSC |  |  | Bag | BAG
Chhattisgarh Police Housing Corporation Ltd (CGPHC) | CGPHC |  |  | Book | BK
Chhattisgarh Rajya Beej Evam Krishi Vikas Nigam (CGRBEKVN) | CGRBEKVN |  |  | Box | BOX
Chhattisgarh State Civil Supplies Corp. Limited (SCSC) | SCSC |  |  | Gallons per hour (US) | BPH
Chhattisgarh State Industrial Development Corporation (CSIDC) | CSIDC |  |  | Bottle | BT
Chhattisgarh State Mandi Board (CGSMB) | CGSMB |  |  | Cubic sentimeter /second | C3S
Chhattisgarh State Minor Forest Produce-Trading & Development Co-Operative Federation Ltd (CGMFPFED) | CGMFPFED |  |  | Canister | CAN
Chhattisgarh State Power Distribution Company Limited (CGSPDCL) | CGSPDCL |  |  | Carton | CAR
Chhattisgarh State Power Generation Company Limited (CGSPGCL) | CGSPGCL |  |  | Cubic Centimeter | CCM
Chhattisgarh State Power Transmission Company Limited (CGSPTCL) | CGSPTCL |  |  | Cubic decimeter | CD3
Chhattisgarh State Warehousing Corporation (CGSWC) | CGSWC |  |  | Centiliter | CL
Chhattisgarh Text Book Corporation (CGTBC) | CGTBC |  |  | cm | cm
Department of Animal Husbandry and Dairy (DAHD) | DAHD |  |  | Centimeter | CM
Department of Home Guard and Civil Defence Chhattisgarh (HGCD) | HGCD |  |  | Square centimeter | CM2
Department of Panchayat and Social Welfare (DPSW) | DPSW |  |  | Crate | CRT
Department of School Education (DSE) | DSE |  |  | Case | CS
Department of Technical Education (DTE) | DTE |  |  | Cu.Mtr. | Cu.Mtr.
Directorate of Fisheries (DF) | DF |  |  | cum | cum
Durg-Bhilai Urban Public Transport Society (DBUPTS) | DBUPTS |  |  | cum.km | cum.km
Food and Drug Administration (FDA) | FDA |  |  | Days | DAY
Health Department (HD) | HD |  |  | Degree | DEG
Indira Gandhi Krishi Vishwavidyalaya (IGKV) | IGKV |  |  | DFLT | DFLT
Korba Urban Public Transport Society (KRBAUPTS) | KRBAUPTS |  |  | Decimeter | DM
Koriya Urban Public Transport Society (KRYAUPTS) | KRYAUPTS |  |  | Drum | DR
Mineral Resources Department (MRD) | MRD |  |  | Dozen | DZ
Naya Raipur Development Authority (NRDA) | NRDA |  |  | EACH | EA
Panchayat and Rural Development (PARD) | PARD |  |  | each | each
Public Health Engineering Department (PHED) | PHED |  |  | each additional floor | each additional floor
Public Works Department (PWD) | PWD |  |  | each cut | each cut
Raigarh Urban Public Transport Society (RIGUPTS) | RIGUPTS |  |  | each test | each test
Raipur Collectorate (RC) | RC |  |  | each tree guard | each tree guard
Raipur Development Authority (RDA) | RDA |  |  | each tree guard | each tree guard
Raipur Urban Public Transport Society (RUPTS) | RUPTS |  |  | Enzyme Units / Milliliter | EML
Rajnandgaon Urban Public Transport Society (RNDGUPTS) | RNDGUPTS |  |  | Enzyme Units | EU
Rural Engineering Services (RES) | RES |  |  | Fluid Ounce US | FOZ
Sarguja Urban Public Transport Society (SUPTS) | SUPTS |  |  | Feet | FT
State Urban Development Agency (SUDA) | SUDA |  |  | Square foot | FT2
Urban Administration and Development Department (UADD) | UADD |  |  | Cubic foot | FT3
Water Resources Department (WRD) | WRD |  |  | Gigajoule | FY
|  |  |  | Gram | G
|  |  |  | gram act.ingrd /liter | G/L
|  |  |  | US gallon | GAL
|  |  |  | Gram Gold | GAU
|  |  |  | Gram act.ingrd. | GI
|  |  |  | Gram /liter | GLI
|  |  |  | Gram/Mol | GM
|  |  |  | Gram /square meter | GM2
|  |  |  | Gram/Cubic meter | GM3
|  |  |  | Gigaohm | GOH
|  |  |  | Gallons per mile (US) | GPM
|  |  |  | Gross | GRO
|  |  |  | Hour | H
|  |  |  | Hectare | HA
|  |  |  | hectare | hectare
|  |  |  | Hectoliter | HL
|  |  |  | hour | hour
|  |  |  | Hours | HR
|  |  |  | Joule /kilogram | JKG
|  |  |  | Joule /Mol | JMO
|  |  |  | Job | Job
|  |  |  | joint | joint
|  |  |  | Kilogram act.ingrd | KAI
|  |  |  | Kilogram /cubic decimeter | KD3
|  |  |  | kg | kg
|  |  |  | Kilogram | KG
|  |  |  | Kilogram/Mol | KGM
|  |  |  | Kilogram /Second | KGS
|  |  |  | Kilogram / cubic meter | KGV
|  |  |  | kg act.ingrd /kg | KIK
|  |  |  | Kilojoule/kilogram | KJK
|  |  |  | Kilojoule/Mol | KJM
|  |  |  | Kilo Litre | KL
|  |  |  | Km | Km
|  |  |  | Kilometer | KM
|  |  |  | km. | km.
|  |  |  | Square kilometer | KM2
|  |  |  | Kilometer/hour | KMH
|  |  |  | Kelvin/Minute | KMN
|  |  |  | Kelvin /Second | KMS
|  |  |  | Kilonewton per square meter | KNM
|  |  |  | Kilopascal | KPA
|  |  |  | Kilotonne | KT
|  |  |  | Kilovoltampere | KVA
|  |  |  | US Pound | LB
|  |  |  | Liter per 100 km | LHK
|  |  |  | litre | litre
|  |  |  | Liter /Minute | LMI
|  |  |  | Liter /Molsecond | LMS
|  |  |  | LOT | LOT
|  |  |  | Liter Per hour | LPH
|  |  |  | Lumpsum | LS
|  |  |  | LITRE | LT
|  |  |  | Meter | M
|  |  |  | 1/square meter | M-2
|  |  |  | Mol per cubic meter | M:M
|  |  |  | Megawatt hours | M..
|  |  |  | M.T. | M.T.
|  |  |  | Meter /Hour | M/H
|  |  |  | Mol per liter | M/L
|  |  |  | Meter /second | M/S
|  |  |  | Square meter | M2
|  |  |  | Square meter/Coat | M2C
|  |  |  | Square meter/second | M2S
|  |  |  | Cubic meter | M3
|  |  |  | Cubic meter /Hour | M3H
|  |  |  | Cubic meter/second | M3S
|  |  |  | Megajoule | MEJ
|  |  |  | meter | meter
|  |  |  | metre | metre
|  |  |  | Milligram | MG
|  |  |  | Milligram/liter | MGL
|  |  |  | Megohm | MGO
|  |  |  | Milligram /cubic meter | MGQ
|  |  |  | Megavolt | MHV
|  |  |  | Mile | MI
|  |  |  | Square mile | MI2
|  |  |  | Minute | MIN
|  |  |  | Microsecond | MIS
|  |  |  | Milliliter | ML
|  |  |  | Milliliter act.ingr. | MLI
|  |  |  | Millimeter | MM
|  |  |  | Square millimeter | MM2
|  |  |  | Cubic millimeter | MM3
|  |  |  | Meganewton | MN
|  |  |  | Millinewton/meter | MNM
|  |  |  | Months | MON
|  |  |  | Miles per gallon (UG) | MPG
|  |  |  | Millimol per liter | MPL
|  |  |  | Millipascal seconds | MPS
|  |  |  | Millisecond | MS
|  |  |  | Meter/second squared | MS2
|  |  |  | Microsiemens per centimeter | MSC
|  |  |  | METRIC TON | MT
|  |  |  | MTR | MTR
|  |  |  | Nanoampere | NA
|  |  |  | Nanometer | NAM
|  |  |  | Number Days | ND
|  |  |  | Kilonewton | NI
|  |  |  | Newton/meter | NM
|  |  |  | Newton/Square millimeter | NMM
|  |  |  | Number | NO
|  |  |  | Nanosecond | NS
|  |  |  | one RCC jaali tree guard | one RCC jaali tree guard
|  |  |  | one RCC jaali tree guard | one RCC jaali tree guard
|  |  |  | Ounce | OZ
|  |  |  | Points | P
|  |  |  | P.cmt | P.cmt
|  |  |  | P.cumt. | P.cumt.
|  |  |  | P.KG. | P.KG.
|  |  |  | P.Kit | P.Kit
|  |  |  | P.Km. | P.Km.
|  |  |  | P.mtr | P.mtr
|  |  |  | P.Pair | P.Pair
|  |  |  | P.Point | P.Point
|  |  |  | p.sq.mtr | p.sq.mtr
|  |  |  | P/sq.Mt. | P/sq.Mt.
|  |  |  | Pair | PAA
|  |  |  | Pack | PAC
|  |  |  | Pad | PAD
|  |  |  | Pair | Pair
|  |  |  | Pallet | PAL
|  |  |  | Pascal second | PAS
|  |  |  | Piece | PC
|  |  |  | Megavoltampere | PCT
|  |  |  | per cm height per letter | per cm height per letter
|  |  |  | per cm height per letter | per cm height per letter
|  |  |  | per cubic centimeter | per cubic centimeter
|  |  |  | Per Km. | Per Km.
|  |  |  | per letter | per letter
|  |  |  | Per mtr | Per mtr
|  |  |  | per pouch | per pouch
|  |  |  | per test | per test
|  |  |  | per tonne | per tonne
|  |  |  | per tonne capacity | per tonne capacity
|  |  |  | per.mtr | per.mtr
|  |  |  | 1/minute | PMI
|  |  |  | Pikofarad | PO
|  |  |  | Point | Point
|  |  |  | Parts per billion | PPB
|  |  |  | Parts per million | PPM
|  |  |  | Parts per trillion | PPT
|  |  |  | Number of persons | PRS
|  |  |  | Picosecond | PS
|  |  |  | Pound Per Sq inch | PSI
|  |  |  | Pint, US liquid | PT
|  |  |  | Per Ton Per KM | PTPK
|  |  |  | Kilomol | QML
|  |  |  | QUINTAL | QNTL
|  |  |  | Quart, US liquid | QT
|  |  |  | quintal | quintal
|  |  |  | Nanofarad | R-U
|  |  |  | R.M. | R.M.
|  |  |  | Millifarad | RF
|  |  |  | Gramm/cubic centimeter | RHO
|  |  |  | Rim | RIM
|  |  |  | Ream | RM
|  |  |  | RUNNING METRE | RMT
|  |  |  | Role | ROL
|  |  |  | Roll | Roll_UD
|  |  |  | Set | Set
|  |  |  | SET | SET
|  |  |  | SHEET | SHEET
|  |  |  | Sq.mtr | Sq.mtr
|  |  |  | Square Meter | sqm
|  |  |  | Thousand Hours | THR
|  |  |  | Tonnes | TO
|  |  |  | Ton/Cubic meter | TOM
|  |  |  | US Ton | TON
|  |  |  | Tone | Tone
|  |  |  | Tonne | Tonne
|  |  |  | Thousand | TS
|  |  |  | UNIT | UNIT
|  |  |  | Voltampere | VA
|  |  |  | Vo mat. | VAL
|  |  |  | weeks | WK
|  |  |  | DEFAULT UNIT DESCRIPTION | XXX
|  |  |  | Yard | YD
|  |  |  | Square Yard | YD2
|  |  |  | Cubic yard | YD3
|  |  |  | Years | YR
|  |  |  | Microampere | µA
|  |  |  | Microfarad | µF
|  |  |  | Microgram /liter | µGL
|  |  |  | Microgram /cubic meter | µGQ
|  |  |  | Microliter | µL
|  |  |  | Micrometer | µM