## Title
Karnataka Power Transmission Corporation Limited
Bid Enquiry No: KPTCL/2026-27/UC/WORK_INDENT3890
Tender for the Work of Providing alternate source to 66/11 kV Telecom Layout sub-station from 66/11 kV Chandra Layout sub-station by running 66KV, 1000Sq.mm SC U.G.Cable for a route length of 2.86 Kms along with Construction of one number of 66kV Terminal bay at existing 66/11kV Chandra Layout sub-station for terminating 66kV, 1000 sqmm UG Cable from existing 66/11kV Telecom Layout substation and Construction of one number of 66kV Terminal bay at existing 66/11kV Telecom Layout sub-station for terminating 66kV, 1000 sqmm UG Cable from existing 66/11kV Chandra Layout substation in Bengaluru North Taluk, Bangalore Urban District on Total TurnKey basis including supply of all matching materials/equipments and erection (including civil works) of all materials/equipments, testing and commissioning.
TECHNO - COMMERCIAL SHEETS
NOTE* For detailed scope of the work please refer Bid Documents.
BIDDERS TO READ CAREFULLY
THE FOLLOWING DOCUMENTS [DULY SIGNED BY AUTHORISED PERSON, WHEREVER NECESSARY] ARE TO BE UPLOADED AND BANK GUARANTEE/INSURANCE SURETY BOND TOWARDS EMD OVER AND ABOVE RS.1.00LAKH AS PER ANNEXURE-II OF THE BID DOCUMENT SHALL BE SENT IN ORIGINAL TO CHIEF ENGINEER ELECTY., (T&P), KPTCL, BENGALURU SO AS TO REACH THIS OFFICE AFTER THE LAST DATE OF SUBMISSION OF BID AND ON OR BEFORE THE DATE & TIME NOTIFIED FOR OPENING OF TECHNO COMMERCIAL BIDS, FAILING WHICH THE BID WILL NOT BE OPENED. 1) NO DEVIATION CERTIFICATE (SCHEDULE-16). 2) EMD/BID SECURITY AS DETAILED IN CLAUSE NO. 13 of ITT. 3) BANK GUARANTEE issued either by a Nationalized/Scheduled Bank OR INSURANCE SURETY BOND issued by Insurance Company authorized by Insurance Regulatory and Development Authority of India (IRDA) TOWARDS BALANCE EMD/BID SECURITY. (For the balance EMD above Rs. 1.00Lakhs) (SCHEDULE-17) - as detailed in Clause No. 13 of ITT-The Bidder shall scan the Bank Guarantee/INSURANCE SURETY BOND towards EMD and upload the same in the prescribed format in the slot specified for “EMD and Tender Fee Payments” in the e-procurement portal to enable the owner for verification of EMD BG/ISB at the time of opening of Techno Commercial Bid, failing which the offer will be rejected. 4) LETTER OF UNDERTAKING (SCHEDULE-18). 5) CONSORTIUM AGREEMENT (IF APPLICABLE-SCHEDULE-19) 6) POWER OF ATTORNEY (SCHEDULE- 20). 7) ANY OTHER AGREEMENTS /UNDERTAKINGS/SELF DECLARATIONS SPECIFIED IN THE TENDER.

## BPS
KARNATAKA POWER TRANSMISSION CORPORATION LIMITED
BID PROPOSAL SHEET
Bid Enquiry No: KPTCL/2026-27/UC/WORK_INDENT3890
Tender for the Work of Providing alternate source to 66/11 kV Telecom Layout sub-station from 66/11 kV Chandra Layout sub-station by running 66KV, 1000Sq.mm SC U.G.Cable for a route length of 2.86 Kms along with Construction of one number of 66kV Terminal bay at existing 66/11kV Chandra Layout sub-station for terminating 66kV, 1000 sqmm UG Cable from existing 66/11kV Telecom Layout substation and Construction of one number of 66kV Terminal bay at existing 66/11kV Telecom Layout sub-station for terminating 66kV, 1000 sqmm UG Cable from existing 66/11kV Chandra Layout substation in Bengaluru North Taluk, Bangalore Urban District on Total TurnKey basis including supply of all matching materials/equipments and erection (including civil works) of all materials/equipments, testing and commissioning.
Bidder's Name & Address alongwith GSTIN no. :
Bid Proposal Reference :
Person to be contacted :
Designation :
Telephone No:
E-Mail Address:
Telex / Cable
Fax
To,
The Chief Engineer, Electricity,
Tendering & Procurement, KPTCL,
9th Floor, Indhana Bhavana, Bangalore - 560 009.
Dear Sir,
| Sub : | Proposal
Tender for the Work of Providing alternate source to 66/11 kV Telecom Layout sub-station from 66/11 kV Chandra Layout sub-station by running 66KV, 1000Sq.mm SC U.G.Cable for a route length of 2.86 Kms along with Construction of one number of 66kV Terminal bay at existing 66/11kV Chandra Layout sub-station for terminating 66kV, 1000 sqmm UG Cable from existing 66/11kV Telecom Layout substation and Construction of one number of 66kV Terminal bay at existing 66/11kV Telecom Layout sub-station for terminating 66kV, 1000 sqmm UG Cable from existing 66/11kV Chandra Layout substation in Bengaluru North Taluk, Bangalore Urban District on Total TurnKey basis including supply of all matching materials/equipments and erection (including civil works) of all materials/equipments, testing and commissioning.
a) | * We have submitted bid as individual Bidder. (Indicate Name of the Individual Bidder)
b) | * We have submitted bid in Consortium with the following Bidders. (Key in Consortium)
| Name of the Consortium Partner |  | Scope / Participation of each Consortium Partner
i)
ii)
(* Fill-up whichever is applicable)
1 | We, the undersigned Bidder, having read and examined in detail the specifications and all the Bidding documents of the said work and hereby propose to design, manufacture/fabricate, shop test, supply on FOR site basis, and carry out the erection, testing and commissioning including civil, structural and architectural works for
Tender for the Work of Providing alternate source to 66/11 kV Telecom Layout sub-station from 66/11 kV Chandra Layout sub-station by running 66KV, 1000Sq.mm SC U.G.Cable for a route length of 2.86 Kms along with Construction of one number of 66kV Terminal bay at existing 66/11kV Chandra Layout sub-station for terminating 66kV, 1000 sqmm UG Cable from existing 66/11kV Telecom Layout substation and Construction of one number of 66kV Terminal bay at existing 66/11kV Telecom Layout sub-station for terminating 66kV, 1000 sqmm UG Cable from existing 66/11kV Chandra Layout substation in Bengaluru North Taluk, Bangalore Urban District on Total TurnKey basis including supply of all matching materials/equipments and erection (including civil works) of all materials/equipments, testing and commissioning.
2 | PRICES AND VALIDITY :
2.1 | We declare that the Prices stated in our Proposal are in accordance with subject Bid Documents (including Clause No.40 of "Conditions of Contract (CC)" & Clause No.12 of Instruction to Tenderers (ITT) of Bid Documents. We further declare that all Ex-works price/CIF components of Spares, Maintenance and Testing Equipments and other charges viz., Freight and Insurance, Type Test charges and other charges stated in our proposal shall be as per the Tender conditions. All the Price and other terms and conditions of this Proposal are valid during the Performance of the Contract.
2.2 | All Duties, such as Custom Duties on imports, Levies, Surcharge/Cess etc., if any applicable on the transaction excluding GST are included in the Bid Price and shall be to Our account and the Owner is not having any liability whatsoever on this account, whatever may be the contrary elsewhere in the Bid documents. However the component of Duties included in the Bid Price are separately indicated in Schedule - 2 for TDS purpose. We further confirm that our Bid Prices as quoted in Schedule-I, include all import Duties and levies including Licence fees lawfully payable by us on imported items and all other Duties and Levies applicable on Bought-out Components, Materials, Equipment and other items and confirm that any such Duties and Levies additionally payable shall be to our account. We further confirm that, no Sales Tax in any form shall be payable by Owner either for Bought-out items which are despatched by our Sub-Suppliers directly to the Project Site or for items Supplied directly by us. We confirm that, the Prices quoted by us are excluding GST.
2.3 | We declare that we have noted and considered Clause No.39 of Conditions of Contract (CC ), Clause No. 11.11 of Instruction to Tenderers(ITT) of Bid Documents regarding Taxes and Duties and quoted our Prices accordingly. We further agree for TDS as per Statutory stipulations.
2.4 | The Bid Prices, the Price components of the various items in our Scope of Supply, Erection including Testing & Commisisoning, Civil and Mandatory spares is quoted in Item-Wise Financial Bid (on Percentage rate basis) in KPP Portal for this proposal..
3 | CONSTRUCTION OF THE CONTRACT : We, declare that we are making the Offer on the basis of Single Contract for the entire Scope of the Package in accordance with Clause No.26.2 of Instruction to Tenderers (ITT) of Bid Document.
4 | We having studied Clause No.39 of Conditions of Contract (CC ), Clause No. 11.11 of Instruction to Tenderers(ITT) of Bid Documents , relating to Tax and we hereby, declare that if any income-tax, surcharge on income tax or any other corporate tax is attracted under the law, we agree to pay the same.
5 | Bid Security/ EMD : We have enclosed a Bid Security through e-Payment mode for a sum of Rs.1.00Lakhs and remaining amount of Rs..........Lakhs ( above Rs.1.00 Lakhs) in the form of Insurance Surety Bond (ISB) issued by Insurance Company authorized by Insurance Regulatory and Development Authority of India (IRDAI) OR in the form of Bank Guarantee in original valid for a period of 225 days from last date of bid submission and liable to be forfeited in accordance with Bid Documents. (Mode of Payment towards EMD is as detailed in CLAUSE NO. 13 of ITT & Clause No. 5 of NIT)
We have also ensured that the above Bid Guarantee furnished by us is in line with the Bid Documents and complete in respect of following :
1. Value of Non judicial Stamp Paper purchased in the name of executing Bank is as per Stamp Act.
2. Power of Attorney Number and Date as well as Signature and Full Name and Designation of Executant along with Bank's Stamp are there.
3. Signature, Full Name, Designation and address of Witness are there.
4. Completed Mailing address of the Head Office of the Bank is indicated.
6 | Deviations :
6.1 | We declare that the Works shall be performed strictly in accordance with the Specifications and Documents except for the variations and Deviations, all of which have been detailed out exhaustively in the following Schedules, irrespective of whatever has been stated to the contrary anywhere else in our Proposal.
a | Commercial Deviations Schedule |  | Schedule - 5
b | Technical Deviations Schedule |  | Schedule - 6
6.2 | We further confirm that Specified Stipulation of following Clauses are acceptable to us and No Deviation / Exceptions are taken on any account whatsoever in the following Clauses.
a. | Terms of payment | Clause No. 37 of Section-5,Conditions of Contract (CC) and Clause No.8 of Special Conditions of Contrac (SCC)
b. | EMD/Bid Security | Clause No. 6, Section :1, Invitation for Tenders (IFT) and Clause No. 13, Section :2, Instruction to Tenderer (ITT)
c. | Contract Performance Guarantee | Clause No. 29 of Section:2, Instruction to Tenderers (ITT).
d. | Penalty for delay | Clause No. 41 of Section-5 : Conditions of Contract (CC).
e. | Price Basis/ Price adjustment | Clause No. 40 of Section-5 :Conditions of Contract (CC).
f. | Defects Liability Period/Guarantee | Clause No. 10 of Section-5 Special Conditions of Contract (SCC)
g. | Work Schedule | Clause No.17 of Section:5 Conditions of Contract (CC)
h. | Taxes and Duties | Clause No. 11.11 of Section-2: Instruction to Tenderers (ITT).
Further, we agree that additional conditions, if any, found in the Proposal Documents other than those stated in Deviation Schedules, save that pertaining to any rebates offered, shall not be given effect to.
7 | PERFORMANCE GUARANTEE ; We declare that the ratings and performance figures of the equipment to be supplied and erected by us are guaranteed. The Guaranteed particulas of different equiment in our Scope are enclosed in Data Requirement Sheets.
8 | BID PRICING : We further, declare that the Prices stated in our Proposal are in accordance with your ITT & SCC & all other relevant clauses of Bid Documents.
9 | PRICE ADJUSTMENT : We declare that the Prices quoted by us are in accordance Clause No. 40 of Section-5 :Conditions of Contract (CC)
10 | SPECIAL TOOLS AND TACKLES : We have given a list of Special Tools and Tackles in Schedule - 7 and Prices thereof are included in our lumpsum Bid Price. We further agree that any items of Special Tools and Tackles, though not included in the aforesaid list, but required for effective Erection, Testing, Commissioning & Operation of the Equipments of Substations & Transmission lines shall also be furnished by us, at no extra cost to you.
11 | ADDITIONAL INFORMATION : In addition to the information called for in these Proposal Sheets, we have included with this Proposal, additional information as listed in Schedule - 8. We further confirm that such additional information does not imply any additional deviation beyond those covered in Schedule - 5 & 6 and in case of any contraction between these additional information and other provisions of Bid, the later will prevail.
12 | QUALIFICATION DATA : We confirm having submitted the Qualification Data, as required by you in your Bid Documents in e-Procurement Portal along with this Proposal. Further we have filled in the information for Qualification Requirements in Schedule 9. In case you require any further information in this regard, We agree to furnish the same in time.
13 | WORK SCHEDULE : If this Proposal is accepted by you, we agree to submit Engineering Data, Provide Services and complete the entire Work from time to time, in accordance with Schedules indicated in the Proposal. We fully understand that the Time Schedule stipulated in this Proposal is the essence of the Contract, if awarded. The completion schedule of the various Major Key Phases of the Work is indicated in Schedule - 11.
14 | CONTRACT PERFORMANCE GUARANTEE ; We further agree that if our Proposal is accepted, we shall provide an irrecoverable Contract Performance Guarantee, of value equivalent to Five percent (5%) of the Amount Put to Tender (Excluding GST) plus additional security for unbalanced tenders in accordance with Clause 29 of Instructions To Tenderers (ITT) of the tender valid up to the end of ninety (90) days after the end of the Contract Guarantee Period mandatorily in the form of Insurance Surety Bonds (ISBs) issued by Insurance Company authorized by Insurance Regulatory and Development Authority of India (IRDAI) (OR) in the form of electronic Bank Guarantee (e-BG) from the Banks which are integrated with NeSL in the form attached as Annexure-III (Section 4: Formats of Annexures) in your favour in accordance with Clause 25.5 of ITT and Clause 43 of the CC (Conditions of Contract), as per the format given in Section 4 and enter into a formal agreement with you within Twenty (20) days from the date of issue of Letter of Intent to Award the Contract.
15 | We, the partners of the Consortium whose Signatures are appended below, shall be liable jointly and severally for the execution of the Contract(s), in the event of Award, in accordance with the terms of Contract(s). The Lead Partner for this Bid - M/s .................................................................................... on behalf of the Consortium, is submitting the Bid. The Power of Attorney in favour of M/s .......................................................................................is enclosed.
16 | BID PRICE : We declare that our lumpsum Price for the entire scope of work specified in the specifications and documents, shall be as indicated in Schedule - 1.
17 | CHECK LIST : We have included a Checklist duly filled in Schedule 22
18 | We, hereby, declare that only the Persons or Firms interested in this Proposal are named herein as Principals and that no other Persons are interested in the Proposal or in the Contract to be entered into, if we are awarded the Contract, and that this proposal is made without any connection with any other Person, Firm or Party likewise submitting a Proposal and that this Proposal is in all respect for and in good faith, without collusion or fraud.
19 | We declare, in case our bid is accepted, that until a formal Contract is prepared & executed, this bid together with your written letter of acceptance thereof and your notification of award /Letter of Intent to Award the Contract shall constitute a binding contract between us. We further understand that you are not bound to accept the lowest or any bid you may receive.
Dated this …………………...…………………...………….day of………...……………………………20...
Thanking you, we remain,
Yours faithfully,
| Date |  | Signature
| Place |  | Printed Name
Designation
Common Seal
| Business Address |  |  | Country of Incorporation (State or Province to be indicated)
Name and Address Principal Officer

## Sch-1
Karnataka Power Transmission Corporation Limited
SCHEDULE - 1
SHEET FOR TECHNO COMMERCIAL OPENING (Unpriced)
Tender for the Work of Providing alternate source to 66/11 kV Telecom Layout sub-station from 66/11 kV Chandra Layout sub-station by running 66KV, 1000Sq.mm SC U.G.Cable for a route length of 2.86 Kms along with Construction of one number of 66kV Terminal bay at existing 66/11kV Chandra Layout sub-station for terminating 66kV, 1000 sqmm UG Cable from existing 66/11kV Telecom Layout substation and Construction of one number of 66kV Terminal bay at existing 66/11kV Telecom Layout sub-station for terminating 66kV, 1000 sqmm UG Cable from existing 66/11kV Chandra Layout substation in Bengaluru North Taluk, Bangalore Urban District on Total TurnKey basis including supply of all matching materials/equipments and erection (including civil works) of all materials/equipments, testing and commissioning.
Bid Enquiry No: KPTCL/2026-27/UC/WORK_INDENT3890
FILL ONLY IN LIGHT BLUE COLOURED CELLS.
Name of work
Bidder's Name & Address alongwith GSTIN no. : |  |  | To,
The Chief Engineer, Electy., Tendering & Procurement, KPTCL, 9th Floor, Indhana Bhavana, BANGALORE - 560009
Dear Sir,
We declare that in terms of Clause No. 11 of ITT, Bid documents, the following are our lumpsum price in Rupees for the entire scope of work as specified in the Specifications and Documents.( Inclusive of all Taxes (Excluding GST) & Duties).
Total Lumpsum Price : ( In Figures)
Total Lumpsum Price : ( In Words)
| Date | Name
| Place | Designation
Name of the Company

## Sch-2(1 of 2)
Karnataka Power Transmission Corporation Limited
SCHEDULE - 2 (1 of 2)-SUMMARY OF PRICE COMPONENTS
SHEET FOR TECHNO COMMERCIAL OPENING (Unpriced)
Tender for the Work of Providing alternate source to 66/11 kV Telecom Layout sub-station from 66/11 kV Chandra Layout sub-station by running 66KV, 1000Sq.mm SC U.G.Cable for a route length of 2.86 Kms along with Construction of one number of 66kV Terminal bay at existing 66/11kV Chandra Layout sub-station for terminating 66kV, 1000 sqmm UG Cable from existing 66/11kV Telecom Layout substation and Construction of one number of 66kV Terminal bay at existing 66/11kV Telecom Layout sub-station for terminating 66kV, 1000 sqmm UG Cable from existing 66/11kV Chandra Layout substation in Bengaluru North Taluk, Bangalore Urban District on Total TurnKey basis including supply of all matching materials/equipments and erection (including civil works) of all materials/equipments, testing and commissioning.
Bid Enquiry No: KPTCL/2026-27/UC/WORK_INDENT3890
FILL ONLY IN LIGHT BLUE COLOURED CELLS.
(Name of work)
Summary of Price Components
Bidder's Name & Address alongwith GSTIN no. : |  |  | To,
The Chief Engineer, Electy., Tendering & Procurement, KPTCL, 9th Floor, Indhana Bhavana, BANGALORE - 560009.
Summary price components for identified in accompanying specifications
( Name of the Work) as per the scope identified in accompanying specifications.
Sl no | Description | Amount in Rs. (Fill as "YES" against the above Price columns in case Prices are indicated in the Price templates)
|  | Establishing Sub station | Construction of Transmission Lines
A | Material / Equipment Price (including Packing & Forwarding charges) in the Scope of the Contractor
Ex-works including all taxes & duties [As per schedules - 3A(i) for Station & 3B(i) for Line]
ii) Freight and Insurance Charges (Not Applicable) [As per schedules - 3A(i) for Station & 3B(i) for Line]
iii) Total FOR site price (i+ii)
B | Mandatory spares price (including packing & forwarding charges)
Ex-works including all taxes & duties(As per schedule - 4)
ii) Freight and Insurance Charges(Not Applicable) (As per schedule -4)
iii)Total FOR site price (i + ii)
C | Supply portion total FORD price [A+B]
D | Erection portion:
i) Total charges for Erection, Testing & Commissioning of all Supply items [as per schedules-3A(ii) for Station, 3B(ii) for Line]
ii) Total charges for entire civil works [ as per Schedules-3C(i) for Station and 3C(ii) for Line]
iii) Total civil works, erection, Testing and commisioning charges (i)+(ii)
E | Total Bid Price = C+D(iii) In figures : Rs.
Total Bid Price in Figures : Rs.
Total Bid Price in words : Rupees
Note: The erection charges shall include the charges for taking delivery at Owner's store, unloading, handling, storage, erection, testing and commissioning of all equipments and applicable GST.
Date |  | Name
Place |  | Designation
Name of the Company
Note on C28: Please do not key in the Prices either in words or figures. In case the Prices are indicated in the Price templates, fill in as "YES" only
Note on D28: Please do not key in the Prices either in words or figures. In case the Prices are indicated in the Price templates, fill in as "YES" only
Note on C32: Please do not key in the Prices either in words or figures. In case the Prices are indicated in the Price templates, fill in as "YES" only
Note on D32: Please do not key in the Prices either in words or figures. In case the Prices are indicated in the Price templates, fill in as "YES" only

## Sch-2(2 of 2)
Karnataka Power Transmission Corporation Limited
SCHEDULE - 2 ( 2 of 2 ) - TAXES (Excluding GST), DUTIES & OTHER LEVIES
SHEET FOR TECHNO COMMERCIAL OPENING (Unpriced)
Tender for the Work of Providing alternate source to 66/11 kV Telecom Layout sub-station from 66/11 kV Chandra Layout sub-station by running 66KV, 1000Sq.mm SC U.G.Cable for a route length of 2.86 Kms along with Construction of one number of 66kV Terminal bay at existing 66/11kV Chandra Layout sub-station for terminating 66kV, 1000 sqmm UG Cable from existing 66/11kV Telecom Layout substation and Construction of one number of 66kV Terminal bay at existing 66/11kV Telecom Layout sub-station for terminating 66kV, 1000 sqmm UG Cable from existing 66/11kV Chandra Layout substation in Bengaluru North Taluk, Bangalore Urban District on Total TurnKey basis including supply of all matching materials/equipments and erection (including civil works) of all materials/equipments, testing and commissioning.
Bid Enquiry No: KPTCL/2026-27/UC/WORK_INDENT3890
Fill IN LIGHT BLUE COLOURED CELLS.
(Name of work)
Bidder's Name & Address alongwith GSTIN no. : |  |  |  | To,
The Chief Engineer, Electy., Tendering & Procurement, KPTCL, 9th Floor, Indhana Bhavana, BANGALORE - 560009.
Estimates of Indian Taxes (Excluding GST), Duties and Levies included in the Total Bid Price are as follows:
SL. No. | Description of Applicable Tax (Excluding GST) / Duty / Levy | Establishing Sub station |  | Construction of Transmission Lines
|  | Rate of Tax (Excluding GST)/ Duty / Levy | Amount of Taxes (Excluding GST) / Duties in Rupees | Rate of Tax (Excluding GST) / Duty / Levy | Amount of Taxes (Excluding GST)/ Duties in Rupees
1 |  | Applicable taxes (Excluding GST), duties & levies prevailing as on the last date of bid submission shall be quoted
i. Supply Portion
ii. Erection Portion
iii. Civil Portion
2
i. Supply Portion
ii. Erection Portion
iii. Civil Portion
3
i. Supply Portion
ii. Erection Portion
iii. Civil Portion
6 | Building and other construction workers welfare Cess for Supply, Erection and Civil Portion works
7 | Other Levies
8 | a. Applicable Customs Duty (*) (Bidders shall also clearly indicate the breakup of Customs duty such as BCD, Cess,etc.,)
b. If there is any existing Treaty between India and the country from where the goods required for this project are proposed to be imported, then copy of the treaty shall be uploaded.
9 | Other Taxes & duties if any (Specify) **
10 | Other Taxes & duties if any (Specify) **
11 | Total (Sum of 1 to 10)
(*) | In case of CIF portion of Supply.
** | Please Specify the nature of the other Taxes (Excluding GST) along with the details in the "Rate" Column.
Date |  |  | Name
Place |  |  | Designation
Name of the Company
Note on C21: Author: Applicable Taxes, Duties & levies as on the Date of Bid Submission shall be quoted in 'item-wise Bid Financial Offer'

## Sch-2A
Karnataka Power Transmission Corporation Limited
SCHEDULE - 2A : SCHEDULE OF DISCOUNT
SHEET FOR TECHNOCOMMERCIAL OPENING (UN - PRICED)
Tender for the Work of Providing alternate source to 66/11 kV Telecom Layout sub-station from 66/11 kV Chandra Layout sub-station by running 66KV, 1000Sq.mm SC U.G.Cable for a route length of 2.86 Kms along with Construction of one number of 66kV Terminal bay at existing 66/11kV Chandra Layout sub-station for terminating 66kV, 1000 sqmm UG Cable from existing 66/11kV Telecom Layout substation and Construction of one number of 66kV Terminal bay at existing 66/11kV Telecom Layout sub-station for terminating 66kV, 1000 sqmm UG Cable from existing 66/11kV Chandra Layout substation in Bengaluru North Taluk, Bangalore Urban District on Total TurnKey basis including supply of all matching materials/equipments and erection (including civil works) of all materials/equipments, testing and commissioning.
Bid Enquiry No: KPTCL/2026-27/UC/WORK_INDENT3890
FILL ONLY IN LIGHT BLUE COLOURED CELLS.
Bidder's Name & Address alongwith GSTIN no. : |  |  | To,
The Chief Engineer, Electricity, Tendering & procurement, KPTCL, 9th Floor, Indhana Bhavana, Bangalore - 560009.
We hereby offer an unconditional discount on our quoted price in Schedule 2 (1 of2) as under. Any discounts offered anywere else in Bid shall not be considered.
Sl.No | Nature of Discount | Establishing Sub station along with construction of associated Transmission Lines
|  | Percentage of discount | Amount (in Rs.) | Remarks
I | Supply Schedules
b) Freight & Insurance (Not Applicable)
II | Erection Schedules
III | Civil Works Schedules
| Date | Name
| Place | Designation
Name of the Company

## Sch-2B
Karnataka Power Transmission Corporation Limited
SCHEDULE- 2 B - STATEMENT OF COMMERCIAL TERMS AND CONDITIONS
SHEET FOR TECHNOCOMMERCIAL OPENING
Bid Enquiry No: KPTCL/2026-27/UC/WORK_INDENT3890
Tender for the Work of Providing alternate source to 66/11 kV Telecom Layout sub-station from 66/11 kV Chandra Layout sub-station by running 66KV, 1000Sq.mm SC U.G.Cable for a route length of 2.86 Kms along with Construction of one number of 66kV Terminal bay at existing 66/11kV Chandra Layout sub-station for terminating 66kV, 1000 sqmm UG Cable from existing 66/11kV Telecom Layout substation and Construction of one number of 66kV Terminal bay at existing 66/11kV Telecom Layout sub-station for terminating 66kV, 1000 sqmm UG Cable from existing 66/11kV Chandra Layout substation in Bengaluru North Taluk, Bangalore Urban District on Total TurnKey basis including supply of all matching materials/equipments and erection (including civil works) of all materials/equipments, testing and commissioning.
Details of payments made in the form of Credit card/Debit card/NEFT/RTGS/OTC (over the counter) as per the tender conditions should be keyed in against column no.3 (a) . BG Amount, BG No. and date, Name and address of the bank issuing the BG, validity of the BG should be keyed in against column no. 3 (b) .
FILL ONLY IN LIGHT BLUE COLOURED CELLS.
Bidder's Name & Address alongwith GSTIN no. : |  |  | To,
The Chief Engineer, Electy., Tendering & Procurement, KPTCL, 9th Floor, Indhana Bhavana, BANGALORE - 560009
STATEMENT OF COMMERCIAL TERMS AND CONDITIONS
| Sl. No. | Particulars | Details
| 1 | 2 | 3
| 1 | Bid proposal form Uploaded.
| 2 | No deviation certificate Uploaded.
| 3. a). | EMD / Bid Security Bids shall be accompanied by bid security (EMD); 1) Up to Rs.1.00Lakh The following modes of payment will be provided as a part of e-Payment services. • Credit Card/Debit Card • Net Banking • NEFT/RTGS • Over-the-Counter (OTC) • IMPS For further detail regarding mode of e-payment of EMD in e-procurement platform, contact e-procurement cell, Government of Karnataka.
| b). | EMD amount above Rs.1.00Lakh by Bank Guarantee/Insurance Surety Bond (ISB)
| 4 | Validity of the Bid.
| 5 | Qualifying Requirements.
| 6 | Financial capability
| 7 | Price Basis.
| 8 | Taxes & Duties.
| 9 | Completion Schedule
| 10 | Defects Liability Period/Guarantee
| 11 | Payment Terms
Date |  | Name
Place |  | Designation
Name of the Company

## Sch-3A(i)-TB-Sup
Karnataka Power Transmission Corporation Limited
SCHEDULE - 3A(i) - Price Breakup for - Terminal Bay Supply portion
SHEET FOR TECHNO COMMERCIAL OPENING (Unpriced)
Bid Enquiry No: KPTCL/2026-27/UC/WORK_INDENT3890
Tender for the Work of Providing alternate source to 66/11 kV Telecom Layout sub-station from 66/11 kV Chandra Layout sub-station by running 66KV, 1000Sq.mm SC U.G.Cable for a route length of 2.86 Kms along with Construction of one number of 66kV Terminal bay at existing 66/11kV Chandra Layout sub-station for terminating 66kV, 1000 sqmm UG Cable from existing 66/11kV Telecom Layout substation and Construction of one number of 66kV Terminal bay at existing 66/11kV Telecom Layout sub-station for terminating 66kV, 1000 sqmm UG Cable from existing 66/11kV Chandra Layout substation in Bengaluru North Taluk, Bangalore Urban District on Total TurnKey basis including supply of all matching materials/equipments and erection (including civil works) of all materials/equipments, testing and commissioning.
Bidder's Name & Address alongwith GSTIN no. :
To,
The Chief Engineer, Electricity, Tendering & Procurement, KPTCL, 9th Floor, Indhana Bhavana, Bangalore - 560009.
BIDDERS SHALL FILL ONLY IN THE LIGHT BLUE COLOURED CELLS.
Station Supply portion :
Sl No. | Name of the Equipment/Materials | Unit | Quantity |  | Total Qty. | Indicate "Own manufactured Item" or "Bought Out Item" | Country Of Origin
|  |  | 66kV TB @Chandra Layout | 66kV TB @Telecom Layout
1 | 2 | 3 | 4a | 4b | 4= 4a+4b | 5 | 6
TBS1 | Metal encapsulated SF6 gas insulated Switchgear 66 kV, 40 kA suitable for outdoor installation of modular design i) 66kV Line (U.G Cable) Module : with GIS surge arrestor Each Module Comprising of the following: | Modules | 1 | 1 | 2
a) SF6 Circuit Breaker complete with operating mechanism , 2000A, 1phase/3phase - 1 No.
b) Disconnector:
b(i) 3 Phase, single pole, Group operated isolator switch complete with manual & motor driven operating Mechanism 1600A - 1 No.
b(ii) 3 Phase, single pole, Group operated Maintenance earthing switch complete with manual operating Mechanism - 2 Nos
b(iii) 3 Phase, single pole, fast acting, fault make earthing switch complete with group operated manual and motor driven operating Mechanism - 1 No
c)Current Transformer : 3 core Multi Ratio, single phase current Transformer 1200-800/1-1-1 A - 1Set (3Nos)
d)Surge Arresters (60 kV) - 1 Set (3 Nos).
e)Cable end unit (Plug in type) 3 phase, single pole , plug in type cable termination - 1 Run of 1000 sqmm for each phase - 1 Set.
f)Auxiliary Bus 1250 A
g) GIS module Gas monitoring device, remote gas pressure transmitters ( 4-20 mA signals), barrier pressure switches, UHF sensors, etc as required. Note: The Bus and the equipments may be with single phase or 3 phase enclosure.
h) Control cables/power cables/twisted pair screened cables etc., (FRLS type) from GIS module to LCC panel as per technical specification as required.
i) SF6 to Air bushing for outdoor connection along with support structure & foundation as required
j) Mounting structure along with foundation, earthing etc., for the above – 1 set
TBS2 | ii) Outdoor Local Control cubicle for 66kV Line (U.G Cable) Module as per specification. | Modules | 1 | 1 | 2
TBS3 | 3 Phase, 66 kV, 2500 A, 40 kA SF6 duct outside the GIS building including SF6 gas monitoring system for connecting GIS module to SF6 - Air bushing including support structure and civil foundation including clamps connecting DRAKE conductor. | Mtrs | 15 | 15 | 30
TBS4 | Isolators including Marshalling box & terminal connectors suitable for 63mm Al tube/conductor as per Technical specification with solid core cylindrical post insulators : 66kV, 2000A, 40KA Class double break motor operated isolator- Upright mounting type without Earth switch. LPH 5500mm | Nos | 1 | 1 | 2
TBS5 | Control and Relay & Protection Panels: Simplex 110 V DC compatible to SCADA complete as per technical specification Note: 1. All the C&R Panels and associated panels shall be of one and the same make for uniformity and interchangeability of Components. 2. Accuracy class of metering core of CTs and also trivector meter of control & relay panels shall be 0.2s class and VTs shall be 0.2 Class instead of that specified elsewhere in the respective clauses of Technical Specification of bidding documents 3. The electronic Tri-vector meter of 0.2s accuracy class with ABT & TOD features, DLMS compliant has to be provided both on HV and LV side of C&R Panel. 4.All numerical relays shall conform to IEC Protocol as per technical specification. For 66kV UG Cable -Type 6L | Nos | 1 | 1 | 2
TBS6 | BUS BAR FORMATION : Rigid Bus with Taps & Clamps : 66kV side: i)Aluminium pipe conforming to 6340WP of IS - 5082 / 1969 (BS I600-Sch. 40) of following nominal diameter 63mm size Al tube | mtrs | 18 | 18 | 36
TBS7 | ii)Pad clamp for Drake Conductor | Nos. | 3 | 3 | 6
TBS8 | Welding sleeves suitable for 63 & 50 mm Al tube | Nos. | 3 | 3 | 6
TBS9 | B) A.C. Distribution Box (Outdoor) : AC Distribution Box Single front (Outdoor type) 6 Terminal, one I/C of 100A MCCB 20kA + 6 O/G MCB 16A + 1 O/G of 100A, HRC fuse, complete as per technical specification. | No | 1 | 1 | 2
TBS10 | LT Power armoured UG cable as per specification 1.1 kV PVC insulated 95 Sq mm Aluminium Cable, 4 Core with glands/lugs/ferrules | Mtrs | 150 | 150 | 300
TBS11 | 1.1 kV PVC insulated 25 Sq mm Copper Cable, 4 Core with glands/lugs/ferrules | Mtrs | 150 | 150 | 300
TBS12 | 1.1 kV PVC insulated 10 Sq mm Copper Cable, 4 Core with glands/lugs/ferrules | Mtrs | 150 | 150 | 300
TBS13 | Copper control cables: 1.1kV class PVC insulated Copper Control Cable with Lugs / Ferrules, Glands as per technical specificaions i) 19 Core x 2.5 Sq.mm. | Mtrs | 1000 | 1000 | 2000
TBS14 | ii) 10 Core x 2.5 Sq.mm. | Mtrs | 1000 | 1000 | 2000
TBS15 | iii)14 Core x 2.5 Sq.mm. | Mtrs | 1000 | 1000 | 2000
TBS16 | iv) 4 Core x 6.0 Sq.mm. | Mtrs | 1000 | 1000 | 2000
TBS17 | v) 4 Core x 2.5 Sq.mm. | Mtrs | 1000 | 1000 | 2000
TBS18 | vi) 2 P x 0.5 Sq.mm. Screened Cable | Mtrs | 1000 | 1000 | 2000
TBS19 | Mounting Structures : 66kV Side Mounting structure, Design , fabrication and supply of Galvanised Steel supporting mounting structure including Bolts & Nuts (Lattice type) as per specifications. i) 66 KV Isolators live point height 5500 mm (0.613 MT) | t | 0.613 | 0.613 | 1.226
TBS20 | ii) 66 KV Isolators live point height 5500 mm Botlts & Nuts (0.613*5%MT)=0.0307MT) | t | 0.03065 | 0.03065 | 0.0613
TBS21 | DRAKE ACSR Conductor. Drake ACSR | Mtrs. | 30 | 30 | 60
TBS22 | PLCC Communication Equipments: Multi Functional Transducer. | No | 1 | 1 | 2
TBS23 | 8 channel 220/110V Opto Coupler. | No | 1 | 1 | 2
TBS24 | Laying of Scada Cable/Communication cable for SAS along with glands/lugs/ferrules i)Current Cables - copper core with c/s 2.5sqmm multistrand 7 core | No | 100 | 100 | 200
TBS25 | ii)Current Cables - copper core with c/s 2.5sqmm multistrand 4 core | No | 100 | 100 | 200
TBS26 | iii) Single cable:Armoured copper 10C X0.5 Sqmm multistrand | Mtrs | 100 | 100 | 200
TBS27 | iv)10C X 1.5 Sqmm multistrand, confirming to KPTCL specification. | Mtrs | 100 | 100 | 200
TBS28 | Supplying and drawing UTP-CAT 6E LAN cable for energy meter integration to DCU | Mtrs | 100 | 100 | 200
TBS29 | Equipments name plates and earthing name plates including fixing at outdoor yard | Nos | 15 | 15 | 30
NOTE | 1. Any clarifications / hard copy of drawings can be obtained from the office of the Chief Engineer Electricity, Tendering & Procurement, KPTCL, 9th Floor, Indhana Bhavana Bangalore.
2. Spacers shall be provided wherever necessary and no extra charges is payable on account of the same.
3. Supply of equipment/materials and the Erection charges shall include loading and unloading.
4. Copper Flat and GI Flat required for Power Transformers (if supply is in Bidder's scope) shall be supplied alongwith the Transformers and no extra cost is payable on this account.
5. The Bidder shall take necessary action to ensure that all the materials supplied shall be properly housed to ensure satisfactory commissioning.
6. The prices for all the materials shall be quoted in Itemwise Finanacial bid (on Percentage Rate Basis).
7. Released materials shall be transported to the nearest Major Works Store of KPTCL without any additional cost as per the directions of the Engineer in charge of the work.
8. The Bidder shall clearly indicate whether the materials/equipments are “Own manufactured” or “Bought out item”.
Name
Designation
Name of the Company

## Sch-3A(ii)-TB-Ere
Karnataka Power Transmission Corporation Limited
SCHEDULE - 3A(ii) - Price Breakup for - TB Erection portion including Testing and Commissioning.
SHEET FOR TECHNO COMMERCIAL OPENING (Unpriced)
Bid Enquiry No: KPTCL/2026-27/UC/WORK_INDENT3890
Tender for the Work of Providing alternate source to 66/11 kV Telecom Layout sub-station from 66/11 kV Chandra Layout sub-station by running 66KV, 1000Sq.mm SC U.G.Cable for a route length of 2.86 Kms along with Construction of one number of 66kV Terminal bay at existing 66/11kV Chandra Layout sub-station for terminating 66kV, 1000 sqmm UG Cable from existing 66/11kV Telecom Layout substation and Construction of one number of 66kV Terminal bay at existing 66/11kV Telecom Layout sub-station for terminating 66kV, 1000 sqmm UG Cable from existing 66/11kV Chandra Layout substation in Bengaluru North Taluk, Bangalore Urban District on Total TurnKey basis including supply of all matching materials/equipments and erection (including civil works) of all materials/equipments, testing and commissioning.
Bidder's Name & Address alongwith GSTIN no. :
To,
The Chief Engineer, Electricity, Tendering & Procurement, KPTCL, 9th Floor, Indhana Bhavana, Bangalore - 560009.
BIDDERS SHALL FILL ONLY IN THE LIGHT BLUE COLOURED CELLS.
Station Erection portion including Testing and Commissioning:
Sl No. | Name of the Equipment/Materials | Unit | Quantity |  | Total Quantity
|  |  | 66kV TB @Chandra Layout | 66kV TB @Telecom Layout
TBE1 | Metal encapsulated SF6 gas insulated Switchgear 66 kV, 40 kA suitable for outdoor installation of modular design i) 66kV Line (U.G Cable) Module : with GIS surge arrestor Each Module Comprising of the following: | Modules | 1 | 1 | 2
a) SF6 Circuit Breaker complete with operating mechanism , 2000A, 1phase/3phase - 1 No.
b) Disconnector:
b(i) 3 Phase, single pole, Group operated isolator switch complete with manual & motor driven operating Mechanism 1600A - 1 No.
b(ii) 3 Phase, single pole, Group operated Maintenance earthing switch complete with manual operating Mechanism - 2 Nos
b(iii) 3 Phase, single pole, fast acting, fault make earthing switch complete with group operated manual and motor driven operating Mechanism - 1 No
c)Current Transformer : 3 core Multi Ratio, single phase current Transformer 1200-800/1-1-1 A - 1Set (3Nos)
d)Surge Arresters (60 kV) - 1 Set (3 Nos).
e)Cable end unit (Plug in type) 3 phase, single pole , plug in type cable termination - 1 Run of 1000 sqmm for each phase - 1 Set.
f)Auxiliary Bus 1250 A
g) GIS module Gas monitoring device, remote gas pressure transmitters ( 4-20 mA signals), barrier pressure switches, UHF sensors, etc as required. Note: The Bus and the equipments may be with single phase or 3 phase enclosure.
h) Control cables/power cables/twisted pair screened cables etc., (FRLS type) from GIS module to LCC panel as per technical specification as required.
i) SF6 to Air bushing for outdoor connection along with support structure & foundation as required
j) Mounting structure along with foundation, earthing etc., for the above – 1 set
TBE2 | 3 Phase, 66 kV, 2500 A, 40 kA SF6 duct outside the GIS building including SF6 gas monitoring system for connecting GIS module to SF6 - Air bushing including support structure and civil foundation including clamps connecting DRAKE conductor. | Mtrs | 15 | 15 | 30
TBE3 | Isolators including Marshalling box & terminal connectors suitable for 63mm Al tube/conductor as per Technical specification with solid core cylindrical post insulators : 66kV, 2000A, 40KA Class double break motor operated isolator- Upright mounting type without Earth switch. LPH 5500mm | Nos | 1 | 1 | 2
TBE4 | Control and Relay & Protection Panels: Simplex 110 V DC compatible to SCADA complete as per technical specification Note: 1. All the C&R Panels and associated panels shall be of one and the same make for uniformity and interchangeability of Components. 2. Accuracy class of metering core of CTs and also trivector meter of control & relay panels shall be 0.2s class and VTs shall be 0.2 Class instead of that specified elsewhere in the respective clauses of Technical Specification of bidding documents 3. The electronic Tri-vector meter of 0.2s accuracy class with ABT & TOD features, DLMS compliant has to be provided both on HV and LV side of C&R Panel. 4.All numerical relays shall conform to IEC Protocol as per technical specification. For 66kV UG Cable -Type 6L | Nos | 1 | 1 | 2
TBE5 | B) A.C. Distribution Box (Outdoor) : AC Distribution Box Single front (Outdoor type) 6 Terminal, one I/C of 100A MCCB 20kA + 6 O/G MCB 16A + 1 O/G of 100A, HRC fuse, complete as per technical specification. | No | 1 | 1 | 2
TBE6 | LT Power armoured UG cable as per specification 1.1 kV PVC insulated 95 Sq mm Aluminium Cable, 4 Core with glands/lugs/ferrules | Mtrs | 150 | 150 | 300
TBE7 | 1.1 kV PVC insulated 25 Sq mm Copper Cable, 4 Core with glands/lugs/ferrules | Mtrs | 150 | 150 | 300
TBE8 | 1.1 kV PVC insulated 10 Sq mm Copper Cable, 4 Core with glands/lugs/ferrules | Mtrs | 150 | 150 | 300
TBE9 | Copper control cables: 1.1kV class PVC insulated Copper Control Cable with Lugs / Ferrules, Glands as per technical specificaions i) 19 Core x 2.5 Sq.mm. | Mtr | 1000 | 1000 | 2000
TBE10 | ii) 10 Core x 2.5 Sq.mm. |  | 1000 | 1000 | 2000
TBE11 | iii)14 Core x 2.5 Sq.mm. | Mtr | 1000 | 1000 | 2000
TBE12 | iv) 4 Core x 6.0 Sq.mm. | Mtr | 1000 | 1000 | 2000
TBE13 | v) 4 Core x 2.5 Sq.mm. | Mtr | 1000 | 1000 | 2000
TBE14 | vi) 2 P x 0.5 Sq.mm. Screened Cable | Mtr | 1000 | 1000 | 2000
TBE15 | Mounting Structures : 66kV Side Mounting structure, Design , fabrication and supply of Galvanised Steel supporting mounting structure including Bolts & Nuts (Lattice type) as per specifications. i) 66 KV Isolators live point height 5500 mm (0.613 MT+ (0.613*5%MT)=0.6437MT) | t | 0.6437 | 0.6437 | 1.2874
TBE16 | PLCC Communication Equipments: Multi Functional Transducer. | No | 1 | 1 | 2
TBE17 | 8 channel 220/110V Opto Coupler. | No | 1 | 1 | 2
TBE18 | Laying of Scada Cable/Communication cable for SAS along with glands/lugs/ferrules i)Current Cables - copper core with c/s 2.5sqmm multistrand 7 core | No | 100 | 100 | 200
TBE19 | ii)Current Cables - copper core with c/s 2.5sqmm multistrand 4 core | No | 100 | 100 | 200
TBE20 | iii) Single cable:Armoured copper 10C X0.5 Sqmm multistrand | Mtrs | 100 | 100 | 200
TBE21 | iv)10C X 1.5 Sqmm multistrand, confirming to KPTCL specification. | Mtrs | 100 | 100 | 200
TBE22 | Wiring and Integration of C&R Panel to exist SAS at 220/66/11kV KIADB Devanahalli Hardware park S/s | No | 1 | 1 | 2
TBE23 | EARTH MAT FORMATION: Required for connecing Equipments & Mounting Structures to Existing Earthmat Grounding of equipments with 50x6 mm GI flat and connecting equipments to the earthmat/ground pit including all connected works. | Mtr | 55 | 55 | 110
TBE24 | Supplying & Providing CI pipe of 100mm ID 13mm thick 2.75mtr long with 2 part GI flat 50x6 mm clamp welded allround the pipe etc including the cost of excavation (all materials supplied by contractor) | Set | 3 | 3 | 6
TBE25 | Supplying and fixing 450mm dia x 450mm dia height 1.5 in to 2 in hume pipe collars for earth pits. | Nos. | 3 | 3 | 6
Note:
1. Any clarifications / hard copy of drawings can be obtained from the office of the Chief Engineer Electricity, Tendering & Procurement, KPTCL, 9th Floor, Indhana Bhavana Bangalore.
2. Released materials shall be transported to the nearest Major Works Store of KPTCL without any additional cost as per the directions of the Engineer in charge of the work.
3. The Erection charges shall include transportaion to site, loading and unloading.
Name
Date |  | Designation
Place |  | Name of the Company

## Sch-3B(i)-UG Cable-Sup
Karnataka Power Transmission Corporation Limited
SCHEDULE - 3B(i) - Price Breakup for - UG Cable Supply portion
SHEET FOR TECHNO COMMERCIAL OPENING (Unpriced)
Bid Enquiry No: KPTCL/2026-27/UC/WORK_INDENT3890
Tender for the Work of Providing alternate source to 66/11 kV Telecom Layout sub-station from 66/11 kV Chandra Layout sub-station by running 66KV, 1000Sq.mm SC U.G.Cable for a route length of 2.86 Kms along with Construction of one number of 66kV Terminal bay at existing 66/11kV Chandra Layout sub-station for terminating 66kV, 1000 sqmm UG Cable from existing 66/11kV Telecom Layout substation and Construction of one number of 66kV Terminal bay at existing 66/11kV Telecom Layout sub-station for terminating 66kV, 1000 sqmm UG Cable from existing 66/11kV Chandra Layout substation in Bengaluru North Taluk, Bangalore Urban District on Total TurnKey basis including supply of all matching materials/equipments and erection (including civil works) of all materials/equipments, testing and commissioning.
Bidder's Name & Address alongwith GSTIN no. :
To,
The Chief Engineer, Electricity, Tendering & Procurement, KPTCL, 9th Floor, Indhana Bhavana, Bangalore - 560009.
BIDDERS SHALL FILL ONLY IN THE LIGHT BLUE COLOURED CELLS.
UG Cable SUPPLY PORTION :
Sl. No. | Item Description | Unit | Qty. to be supplied | Indicate "Own manufactured Item" or "Bought Out Item" | Indicate country of Origin
Running of 66kV 1000sqmm SC UG Cable from 66/11kV Chandra Layout S/s to 66/11kV Telecomlayout S/s
1 | 2 | 3 | 4 | 5 | 6
UGCS1 | 66kV, 1000sqmm XLPE UG Cable: stranded, annealed, copper conductor, segmental, compact,circular, (Milliken), conductor screen, cross linked polyethylene (XLPE) insulation, core screen, semiconducting water swellable layer, lead alloy 'E' sheathed, semi-conducting bedding tapes, helically applied plain round copper wire screen, plain copper tape in open helix, water swellable tape with overall extruded high density polyethylene sheath coated with graphite/extruded semi conducting layer and anti-termite treated as per technical specification. (Total Length ((2.86*3*1.1)Kms = 9.44Kms)) | Kms | 9.438
UGCS2 | Normal Straight through Joints suitable for 66kV(E) Single Core 1000 sqmm, segmental compact type miliken copper conductor, XLPE, Lead sheathed cable complete with all accessories as per technical specification. Total 21+3(Mandatory Spares)=24Nos Note:Mandatory Spares to be handed over to KPTCL Stores/Station incharge | Nos | 24
UGCS3 | Indoor type suitable for plug in type cable termination of GIS modules confirm to IEC 62271-209 suitable for copper conductor, circular, lead sheathed 66 kV 1000 sq mm XLPE cable. Total 6+1 No-Mandatory Spare=7 Nos. Note:Mandatory Spares to be handed over to KPTCL Stores/Station incharge | Nos | 7
UGCS4 | 66kV Link boxe: Three phase burried type including the cost of 240 sq mm PVC earthing cable & 240/240 sq mm co-axial cable as per technical specifications. The link box shall be water proof (capable of immersion in water), weather proof, rust & dust proof as per technical specifications. a) Three phase cross bonding Link box with SVL for one circuit.(05 Nos at joint Bay) Total 5+1(Mandatory Spare)=6Nos Note:Mandatory Spares to be handed over to KPTCL Stores/Station incharge | Nos | 6
UGCS5 | b) Three phase cross bonding Link box without SVL for one circuit. (02 Nos at joint Bay and 02 Nos. at GIS termination each side) | Nos | 4
UGCS6 | Optical Fibres and accessories 48 Fibre Single mode Unarmoured Under Ground Optic Fibre Cable as per technical specifications | Kms | 3.06
UGCS7 | Polyvinyl lubricated bond (PLB) HDPE pipe outer dia 40mm | Kms | 3.06
UGCS8 | Line interface unit suitable for 48F | Nos | 2
UGCS9 | Straight Joint closure kit suitable for 48F OFC | Nos | 3
UGCS10 | Collars for PLB pipe | Nos | 10
UGCS11 | Fiber to Ethernet Media convertor: 10/100/1000 Mbps | Nos | 2
NOTE: | 1. Any clarifications / hard copy of drawings can be obtained from the office of the Chief Engineer Electricity, Tendering & Procurement, KPTCL, 9th Floor, Indhana Bhavana Bangalore.
2. Spacers shall be provided wherever necessary and no extra charges is payable on account of the same by KPTCL.
3. Supply of equipment/materials shall include transportation to the site, loading and unloading.
4. The Bidders shall start the line work from both the ends simultaneously by deploying more number of gangs as the ‘ROW’ issues which may crop-up can be addressed in parallel on both segments. The bidders shall take note of the same before quoting.
5. The Bidder shall take necessary action to ensure that all the materials supplied shall be properly housed to ensure satisfactory commissioning.
6. The prices for all the materials shall be quoted in Itemwise Finanacial bid (on Percentage Rate Basis).
7. The Bidder shall clearly indicate whether the materials/equipments are “Own manufactured” or “Bought out item”.
Date |  |  |  | Name
Place |  |  |  | Designation
Name of the Company

## Sch-3B(ii)-UG Cable-Ere
Karnataka Power Transmission Corporation Limited
SCHEDULE - 3B(ii) - Price Breakup for -UG Cable Laying portion
SHEET FOR TECHNO COMMERCIAL OPENING (Unpriced)
Bid Enquiry No: KPTCL/2026-27/UC/WORK_INDENT3890
Tender for the Work of Providing alternate source to 66/11 kV Telecom Layout sub-station from 66/11 kV Chandra Layout sub-station by running 66KV, 1000Sq.mm SC U.G.Cable for a route length of 2.86 Kms along with Construction of one number of 66kV Terminal bay at existing 66/11kV Chandra Layout sub-station for terminating 66kV, 1000 sqmm UG Cable from existing 66/11kV Telecom Layout substation and Construction of one number of 66kV Terminal bay at existing 66/11kV Telecom Layout sub-station for terminating 66kV, 1000 sqmm UG Cable from existing 66/11kV Chandra Layout substation in Bengaluru North Taluk, Bangalore Urban District on Total TurnKey basis including supply of all matching materials/equipments and erection (including civil works) of all materials/equipments, testing and commissioning.
Bidder's Name & Address alongwith GSTIN no. :
To,
The Chief Engineer, Electricity, Tendering & Procurement, KPTCL, 9th Floor, Indhana Bhavana, Bangalore - 560009.
BIDDERS SHALL FILL ONLY IN THE LIGHT BLUE COLOURED CELLS.
UG Cable Laying Portion
| Sl.No | Name of the Equipment/Mataerials | Unit | Quantity
Running of 66kV 1000sqmm SC UG Cable from 66/11kV Chandra Layout S/s to 66/11kV Telecomlayout S/s
| 1 | 2 | 3 | 4
| UGCE1 | UG Cable Surveying: Detailed survey along the route alignemnet by using Modern Survey equipment like DGPS/Total Stations/Digital theodolites/ GPS including profiling by using computer aided techniques as detailed in the scope of work, includes the following: • Drawing the route profile including features like Roads, Railway lines, drains, park, gardens, P&T Lines, Railways crossing etc., • Preparation of cable route profile and final cable route alignment, marking lines and grades. • Leveling of the profile with reference to Survey of India bench marks (MSL). • Line Schedule along the Right of Way. • Soil resistivity along the selected route with measurement at a distance not exceeding 2 km. • Route marking along the route with GPS Co-ordinates at every 50 m duly marking road/power line/telecommunication/railway line crossings. • Making 150 mm dia bore holes for a depth not less than 3 m or refusal strata at every 50 m for soil classification along with GPS Co-ordinates for each bore holes and back filling of bore holes on completion of work. • Burgie details and providing GPS, Co-ordinates at every 50 m, turning points including permanent marks, like poles, telephones lines, buildings etc., • Submission of detailed consolidated final report for surveying work done appending all the reports including all relevant information collected during survey, calibration certificates of the instruments used for the work, photos/videos taken at site and submitting soft copies of all documents and hard copy of reports in 6 sets. • The detailed report shall contain detailed Survey Report/Soil Resistivity Report/Line Schedule/Land schedule/Geo referenced and superimposed on the line corridor. | Kms | 2.86
| UGCE2 | Laying including Testing & commissioning of 1x1000 sqmm 66kV, UG cable XLPE Copper cable in trefoil, tapping, fixing pipes for drain and gate crossing as per drawings & specifications in trench pipes, ducts by pulling, drawing etc., including transport, handling of cable drums, paving out cables using standard cable installation equipments as per directions of the engineer incharge. Note: One circuit consist of 3 Nos of single core cable and the quoted rate per Ckt Km shall include laying one circuit per Km each circuit consisting of 3nos. single core cable including transportaion of cable drums, materials, equipment to site etc., | Ckt Km | 3.146
| UGCE3 | Handling & making normal straight through joints for 66kV power cables with all consumables at site complete. | Sets | 21
| UGCE4 | Handling and making of cables end termination for 66kV single core 1000sqmm XLPE copper cable. | Nos | 6
| UGCE6 | Erection of Three Phase link boxes, on to the cable end termination structure by connecting earth leads with all lugs, fixtures, clamps, bolts, and nuts completely | Nos | 9
| UGCE8 | Supply and erection of earthing materials including cost of CI Pipe of 100mm ID 13mm thickness, 2.75mmtr long with 2 part clamp out of GI Flat 50x6mm continously welded alround the pipe using cast iron welding electrodes as per drawing including cost of excavation(All materials to be suppplied by contractor)(7 Nos-Link Boxes in JB, 2 Nos.-Link Boxes at Chandra Layout & Telecom Layout end ) | Set | 9
| UGCE9 | Laying 48 fibre Single Mode, Unarmoured Under Ground optical fibre cable as per drawings & specifications in the cable trench parallel to 66kV cables inside PLB pipe by pulling, drawing etc, including transport, handling of cable drums, paving out cables using standard cable installation and as per directions of the Engineer incharge including fixing of joints to PLB pipe. | kms | 3.06
| UGCE10 | Handling and making terminal joints for 48 fibre Single Mode Unarmoured Ground optical fibre cable with all consumables at site complete | Nos | 2
| UGCE11 | Handling & making normal straight joint closures for 48 Single Mode Unarmoured Ground optical fibre cable with all consumables at site complete. | Nos | 3
| NOTE: | 1. Any clarifications / hard copy of drawings can be obtained from the office of the Chief Engineer Electricity, Tendering & Procurement, KPTCL, 9th Floor, Indhana Bhavana Bangalore.
2. The Erection charges shall include transportaion to site, loading and unloading.
3. Bidders shall start the line work from both the ends simultaneously by deploying more number of gangs as the ‘ROW’ issues which may crop-up can be addressed in parallel on both segments. The bidders shall take note of the same before quoting.
4. The charges for erection shall be quoted in the Itemwise Finanacial bid (on Percentage Rate Basis).
5. Released materials shall be transported to the nearest KPTCL Projects Division Stores without any additional cost as per the directions of the Engineer in charge of the work.
Date |  |  | Name
Place |  |  | Designation
Name of the Company

## Sch-3C(i)-TB civil
Karnataka Power Transmission Corporation Limited
SCHEDULE - 3C(i) - Price Breakup for -Terminal Bay Civil Portion | [5 empty] | SCHEDULE - 3C(ii) - Price Breakup for -Line Civil Portion WorkB | SCHEDULE - 3C(ii) - Price Breakup for -Line Civil Portion WorkB | SCHEDULE - 3C(ii) - Price Breakup for -Line Civil Portion WorkB | SCHEDULE - 3C(ii) - Price Breakup for -Line Civil Portion WorkB | SCHEDULE - 3C(ii) - Price Breakup for -Line Civil Portion WorkB | SCHEDULE - 3C(ii) - Price Breakup for -Line Civil Portion WorkB | SCHEDULE - 3C(ii) - Price Breakup for -Line Civil Portion WorkB | SCHEDULE - 3C(ii) - Price Breakup for -Line Civil Portion WorkB | SCHEDULE - 3C(ii) - Price Breakup for -Line Civil Portion WorkB | SCHEDULE - 3C(ii) - Price Breakup for -Line Civil Portion WorkB | SCHEDULE - 3C(ii) - Price Breakup for -Line Civil Portion WorkB | SCHEDULE - 3C(ii) - Price Breakup for -Line Civil Portion WorkB | SCHEDULE - 3C(ii) - Price Breakup for -Line Civil Portion WorkB | SCHEDULE - 3C(ii) - Price Breakup for -Line Civil Portion WorkB | SCHEDULE - 3C(ii) - Price Breakup for -Line Civil Portion WorkB | SCHEDULE - 3C(ii) - Price Breakup for -Line Civil Portion WorkB | SCHEDULE - 3C(ii) - Price Breakup for -Line Civil Portion WorkB | SCHEDULE - 3C(ii) - Price Breakup for -Line Civil Portion WorkB | SCHEDULE - 3C(ii) - Price Breakup for -Line Civil Portion WorkB | SCHEDULE - 3C(ii) - Price Breakup for -Line Civil Portion WorkB | SCHEDULE - 3C(ii) - Price Breakup for -Line Civil Portion WorkB | SCHEDULE - 3C(ii) - Price Breakup for -Line Civil Portion WorkB | SCHEDULE - 3C(ii) - Price Breakup for -Line Civil Portion WorkB | SCHEDULE - 3C(ii) - Price Breakup for -Line Civil Portion WorkB | SCHEDULE - 3C(ii) - Price Breakup for -Line Civil Portion WorkB | SCHEDULE - 3C(ii) - Price Breakup for -Line Civil Portion WorkB | SCHEDULE - 3C(ii) - Price Breakup for -Line Civil Portion WorkB | SCHEDULE - 3C(ii) - Price Breakup for -Line Civil Portion WorkB | SCHEDULE - 3C(ii) - Price Breakup for -Line Civil Portion WorkB | SCHEDULE - 3C(ii) - Price Breakup for -Line Civil Portion WorkB | SCHEDULE - 3C(ii) - Price Breakup for -Line Civil Portion WorkB | SCHEDULE - 3C(ii) - Price Breakup for -Line Civil Portion WorkB | SCHEDULE - 3C(ii) - Price Breakup for -Line Civil Portion WorkB | SCHEDULE - 3C(ii) - Price Breakup for -Line Civil Portion WorkB | SCHEDULE - 3C(ii) - Price Breakup for -Line Civil Portion WorkB | SCHEDULE - 3C(ii) - Price Breakup for -Line Civil Portion WorkB | SCHEDULE - 3C(ii) - Price Breakup for -Line Civil Portion WorkB | SCHEDULE - 3C(ii) - Price Breakup for -Line Civil Portion WorkB | SCHEDULE - 3C(ii) - Price Breakup for -Line Civil Portion WorkB | SCHEDULE - 3C(ii) - Price Breakup for -Line Civil Portion WorkB | SCHEDULE - 3C(ii) - Price Breakup for -Line Civil Portion WorkB | SCHEDULE - 3C(ii) - Price Breakup for -Line Civil Portion WorkB | SCHEDULE - 3C(ii) - Price Breakup for -Line Civil Portion WorkB | SCHEDULE - 3C(ii) - Price Breakup for -Line Civil Portion WorkB | SCHEDULE - 3C(ii) - Price Breakup for -Line Civil Portion WorkB | SCHEDULE - 3C(ii) - Price Breakup for -Line Civil Portion WorkB | SCHEDULE - 3C(ii) - Price Breakup for -Line Civil Portion WorkB | SCHEDULE - 3C(ii) - Price Breakup for -Line Civil Portion WorkB | SCHEDULE - 3C(ii) - Price Breakup for -Line Civil Portion WorkB | SCHEDULE - 3C(ii) - Price Breakup for -Line Civil Portion WorkB | SCHEDULE - 3C(ii) - Price Breakup for -Line Civil Portion WorkB | SCHEDULE - 3C(ii) - Price Breakup for -Line Civil Portion WorkB | SCHEDULE - 3C(ii) - Price Breakup for -Line Civil Portion WorkB | SCHEDULE - 3C(ii) - Price Breakup for -Line Civil Portion WorkB | SCHEDULE - 3C(ii) - Price Breakup for -Line Civil Portion WorkB | SCHEDULE - 3C(ii) - Price Breakup for -Line Civil Portion WorkB | SCHEDULE - 3C(ii) - Price Breakup for -Line Civil Portion WorkB | SCHEDULE - 3C(ii) - Price Breakup for -Line Civil Portion WorkB | SCHEDULE - 3C(ii) - Price Breakup for -Line Civil Portion WorkB | SCHEDULE - 3C(ii) - Price Breakup for -Line Civil Portion WorkB | SCHEDULE - 3C(ii) - Price Breakup for -Line Civil Portion WorkB | SCHEDULE - 3C(ii) - Price Breakup for -Line Civil Portion WorkB | SCHEDULE - 3C(ii) - Price Breakup for -Line Civil Portion WorkB | SCHEDULE - 3C(ii) - Price Breakup for -Line Civil Portion WorkB | SCHEDULE - 3C(ii) - Price Breakup for -Line Civil Portion WorkB | SCHEDULE - 3C(ii) - Price Breakup for -Line Civil Portion WorkB | SCHEDULE - 3C(ii) - Price Breakup for -Line Civil Portion WorkB | SCHEDULE - 3C(ii) - Price Breakup for -Line Civil Portion WorkB | SCHEDULE - 3C(ii) - Price Breakup for -Line Civil Portion WorkB | SCHEDULE - 3C(ii) - Price Breakup for -Line Civil Portion WorkB | SCHEDULE - 3C(ii) - Price Breakup for -Line Civil Portion WorkB | SCHEDULE - 3C(ii) - Price Breakup for -Line Civil Portion WorkB | SCHEDULE - 3C(ii) - Price Breakup for -Line Civil Portion WorkB | SCHEDULE - 3C(ii) - Price Breakup for -Line Civil Portion WorkB | SCHEDULE - 3C(ii) - Price Breakup for -Line Civil Portion WorkB | SCHEDULE - 3C(ii) - Price Breakup for -Line Civil Portion WorkB | SCHEDULE - 3C(ii) - Price Breakup for -Line Civil Portion WorkB | SCHEDULE - 3C(ii) - Price Breakup for -Line Civil Portion WorkB | SCHEDULE - 3C(ii) - Price Breakup for -Line Civil Portion WorkB | SCHEDULE - 3C(ii) - Price Breakup for -Line Civil Portion WorkB | SCHEDULE - 3C(ii) - Price Breakup for -Line Civil Portion WorkB | SCHEDULE - 3C(ii) - Price Breakup for -Line Civil Portion WorkB | SCHEDULE - 3C(ii) - Price Breakup for -Line Civil Portion WorkB | SCHEDULE - 3C(ii) - Price Breakup for -Line Civil Portion WorkB | SCHEDULE - 3C(ii) - Price Breakup for -Line Civil Portion WorkB | SCHEDULE - 3C(ii) - Price Breakup for -Line Civil Portion WorkB | SCHEDULE - 3C(ii) - Price Breakup for -Line Civil Portion WorkB | SCHEDULE - 3C(ii) - Price Breakup for -Line Civil Portion WorkB | SCHEDULE - 3C(ii) - Price Breakup for -Line Civil Portion WorkB | SCHEDULE - 3C(ii) - Price Breakup for -Line Civil Portion WorkB | SCHEDULE - 3C(ii) - Price Breakup for -Line Civil Portion WorkB | SCHEDULE - 3C(ii) - Price Breakup for -Line Civil Portion WorkB | SCHEDULE - 3C(ii) - Price Breakup for -Line Civil Portion WorkB | SCHEDULE - 3C(ii) - Price Breakup for -Line Civil Portion WorkB | SCHEDULE - 3C(ii) - Price Breakup for -Line Civil Portion WorkB | SCHEDULE - 3C(ii) - Price Breakup for -Line Civil Portion WorkB | SCHEDULE - 3C(ii) - Price Breakup for -Line Civil Portion WorkB | SCHEDULE - 3C(ii) - Price Breakup for -Line Civil Portion WorkB | SCHEDULE - 3C(ii) - Price Breakup for -Line Civil Portion WorkB | SCHEDULE - 3C(ii) - Price Breakup for -Line Civil Portion WorkB | SCHEDULE - 3C(ii) - Price Breakup for -Line Civil Portion WorkB | SCHEDULE - 3C(ii) - Price Breakup for -Line Civil Portion WorkB | SCHEDULE - 3C(ii) - Price Breakup for -Line Civil Portion WorkB | SCHEDULE - 3C(ii) - Price Breakup for -Line Civil Portion WorkB | SCHEDULE - 3C(ii) - Price Breakup for -Line Civil Portion WorkB | SCHEDULE - 3C(ii) - Price Breakup for -Line Civil Portion WorkB | SCHEDULE - 3C(ii) - Price Breakup for -Line Civil Portion WorkB | SCHEDULE - 3C(ii) - Price Breakup for -Line Civil Portion WorkB | SCHEDULE - 3C(ii) - Price Breakup for -Line Civil Portion WorkB | SCHEDULE - 3C(ii) - Price Breakup for -Line Civil Portion WorkB | SCHEDULE - 3C(ii) - Price Breakup for -Line Civil Portion WorkB | SCHEDULE - 3C(ii) - Price Breakup for -Line Civil Portion WorkB | SCHEDULE - 3C(ii) - Price Breakup for -Line Civil Portion WorkB | SCHEDULE - 3C(ii) - Price Breakup for -Line Civil Portion WorkB | SCHEDULE - 3C(ii) - Price Breakup for -Line Civil Portion WorkB | SCHEDULE - 3C(ii) - Price Breakup for -Line Civil Portion WorkB | SCHEDULE - 3C(ii) - Price Breakup for -Line Civil Portion WorkB | SCHEDULE - 3C(ii) - Price Breakup for -Line Civil Portion WorkB | SCHEDULE - 3C(ii) - Price Breakup for -Line Civil Portion WorkB | SCHEDULE - 3C(ii) - Price Breakup for -Line Civil Portion WorkB | SCHEDULE - 3C(ii) - Price Breakup for -Line Civil Portion WorkB | SCHEDULE - 3C(ii) - Price Breakup for -Line Civil Portion WorkB | SCHEDULE - 3C(ii) - Price Breakup for -Line Civil Portion WorkB | SCHEDULE - 3C(ii) - Price Breakup for -Line Civil Portion WorkB | SCHEDULE - 3C(ii) - Price Breakup for -Line Civil Portion WorkB | SCHEDULE - 3C(ii) - Price Breakup for -Line Civil Portion WorkB | SCHEDULE - 3C(ii) - Price Breakup for -Line Civil Portion WorkB | SCHEDULE - 3C(ii) - Price Breakup for -Line Civil Portion WorkB | SCHEDULE - 3C(ii) - Price Breakup for -Line Civil Portion WorkB | SCHEDULE - 3C(ii) - Price Breakup for -Line Civil Portion WorkB | SCHEDULE - 3C(ii) - Price Breakup for -Line Civil Portion WorkB | SCHEDULE - 3C(ii) - Price Breakup for -Line Civil Portion WorkB | SCHEDULE - 3C(ii) - Price Breakup for -Line Civil Portion WorkB | SCHEDULE - 3C(ii) - Price Breakup for -Line Civil Portion WorkB | SCHEDULE - 3C(ii) - Price Breakup for -Line Civil Portion WorkB | SCHEDULE - 3C(ii) - Price Breakup for -Line Civil Portion WorkB | SCHEDULE - 3C(ii) - Price Breakup for -Line Civil Portion WorkB | SCHEDULE - 3C(ii) - Price Breakup for -Line Civil Portion WorkB | SCHEDULE - 3C(ii) - Price Breakup for -Line Civil Portion WorkB | SCHEDULE - 3C(ii) - Price Breakup for -Line Civil Portion WorkB | SCHEDULE - 3C(ii) - Price Breakup for -Line Civil Portion WorkB | SCHEDULE - 3C(ii) - Price Breakup for -Line Civil Portion WorkB | SCHEDULE - 3C(ii) - Price Breakup for -Line Civil Portion WorkB | SCHEDULE - 3C(ii) - Price Breakup for -Line Civil Portion WorkB | SCHEDULE - 3C(ii) - Price Breakup for -Line Civil Portion WorkB | SCHEDULE - 3C(ii) - Price Breakup for -Line Civil Portion WorkB | SCHEDULE - 3C(ii) - Price Breakup for -Line Civil Portion WorkB | SCHEDULE - 3C(ii) - Price Breakup for -Line Civil Portion WorkB | SCHEDULE - 3C(ii) - Price Breakup for -Line Civil Portion WorkB | SCHEDULE - 3C(ii) - Price Breakup for -Line Civil Portion WorkB | SCHEDULE - 3C(ii) - Price Breakup for -Line Civil Portion WorkB | SCHEDULE - 3C(ii) - Price Breakup for -Line Civil Portion WorkB | SCHEDULE - 3C(ii) - Price Breakup for -Line Civil Portion WorkB | SCHEDULE - 3C(ii) - Price Breakup for -Line Civil Portion WorkB | SCHEDULE - 3C(ii) - Price Breakup for -Line Civil Portion WorkB | SCHEDULE - 3C(ii) - Price Breakup for -Line Civil Portion WorkB | SCHEDULE - 3C(ii) - Price Breakup for -Line Civil Portion WorkB | SCHEDULE - 3C(ii) - Price Breakup for -Line Civil Portion WorkB | SCHEDULE - 3C(ii) - Price Breakup for -Line Civil Portion WorkB | SCHEDULE - 3C(ii) - Price Breakup for -Line Civil Portion WorkB | SCHEDULE - 3C(ii) - Price Breakup for -Line Civil Portion WorkB | SCHEDULE - 3C(ii) - Price Breakup for -Line Civil Portion WorkB | SCHEDULE - 3C(ii) - Price Breakup for -Line Civil Portion WorkB | SCHEDULE - 3C(ii) - Price Breakup for -Line Civil Portion WorkB | SCHEDULE - 3C(ii) - Price Breakup for -Line Civil Portion WorkB | SCHEDULE - 3C(ii) - Price Breakup for -Line Civil Portion WorkB | SCHEDULE - 3C(ii) - Price Breakup for -Line Civil Portion WorkB | SCHEDULE - 3C(ii) - Price Breakup for -Line Civil Portion WorkB | SCHEDULE - 3C(ii) - Price Breakup for -Line Civil Portion WorkB | SCHEDULE - 3C(ii) - Price Breakup for -Line Civil Portion WorkB | SCHEDULE - 3C(ii) - Price Breakup for -Line Civil Portion WorkB | SCHEDULE - 3C(ii) - Price Breakup for -Line Civil Portion WorkB | SCHEDULE - 3C(ii) - Price Breakup for -Line Civil Portion WorkB | SCHEDULE - 3C(ii) - Price Breakup for -Line Civil Portion WorkB | SCHEDULE - 3C(ii) - Price Breakup for -Line Civil Portion WorkB | SCHEDULE - 3C(ii) - Price Breakup for -Line Civil Portion WorkB | SCHEDULE - 3C(ii) - Price Breakup for -Line Civil Portion WorkB | SCHEDULE - 3C(ii) - Price Breakup for -Line Civil Portion WorkB | SCHEDULE - 3C(ii) - Price Breakup for -Line Civil Portion WorkB | SCHEDULE - 3C(ii) - Price Breakup for -Line Civil Portion WorkB | SCHEDULE - 3C(ii) - Price Breakup for -Line Civil Portion WorkB | SCHEDULE - 3C(ii) - Price Breakup for -Line Civil Portion WorkB | SCHEDULE - 3C(ii) - Price Breakup for -Line Civil Portion WorkB | SCHEDULE - 3C(ii) - Price Breakup for -Line Civil Portion WorkB | SCHEDULE - 3C(ii) - Price Breakup for -Line Civil Portion WorkB | SCHEDULE - 3C(ii) - Price Breakup for -Line Civil Portion WorkB | SCHEDULE - 3C(ii) - Price Breakup for -Line Civil Portion WorkB | SCHEDULE - 3C(ii) - Price Breakup for -Line Civil Portion WorkB | SCHEDULE - 3C(ii) - Price Breakup for -Line Civil Portion WorkB | SCHEDULE - 3C(ii) - Price Breakup for -Line Civil Portion WorkB | SCHEDULE - 3C(ii) - Price Breakup for -Line Civil Portion WorkB | SCHEDULE - 3C(ii) - Price Breakup for -Line Civil Portion WorkB | SCHEDULE - 3C(ii) - Price Breakup for -Line Civil Portion WorkB | SCHEDULE - 3C(ii) - Price Breakup for -Line Civil Portion WorkB | SCHEDULE - 3C(ii) - Price Breakup for -Line Civil Portion WorkB | SCHEDULE - 3C(ii) - Price Breakup for -Line Civil Portion WorkB | SCHEDULE - 3C(ii) - Price Breakup for -Line Civil Portion WorkB | SCHEDULE - 3C(ii) - Price Breakup for -Line Civil Portion WorkB | SCHEDULE - 3C(ii) - Price Breakup for -Line Civil Portion WorkB | SCHEDULE - 3C(ii) - Price Breakup for -Line Civil Portion WorkB | SCHEDULE - 3C(ii) - Price Breakup for -Line Civil Portion WorkB | SCHEDULE - 3C(ii) - Price Breakup for -Line Civil Portion WorkB | SCHEDULE - 3C(ii) - Price Breakup for -Line Civil Portion WorkB | SCHEDULE - 3C(ii) - Price Breakup for -Line Civil Portion WorkB | SCHEDULE - 3C(ii) - Price Breakup for -Line Civil Portion WorkB | SCHEDULE - 3C(ii) - Price Breakup for -Line Civil Portion WorkB | SCHEDULE - 3C(ii) - Price Breakup for -Line Civil Portion WorkB | SCHEDULE - 3C(ii) - Price Breakup for -Line Civil Portion WorkB | SCHEDULE - 3C(ii) - Price Breakup for -Line Civil Portion WorkB | SCHEDULE - 3C(ii) - Price Breakup for -Line Civil Portion WorkB | SCHEDULE - 3C(ii) - Price Breakup for -Line Civil Portion WorkB | SCHEDULE - 3C(ii) - Price Breakup for -Line Civil Portion WorkB | SCHEDULE - 3C(ii) - Price Breakup for -Line Civil Portion WorkB | SCHEDULE - 3C(ii) - Price Breakup for -Line Civil Portion WorkB | SCHEDULE - 3C(ii) - Price Breakup for -Line Civil Portion WorkB | SCHEDULE - 3C(ii) - Price Breakup for -Line Civil Portion WorkB | SCHEDULE - 3C(ii) - Price Breakup for -Line Civil Portion WorkB | SCHEDULE - 3C(ii) - Price Breakup for -Line Civil Portion WorkB | SCHEDULE - 3C(ii) - Price Breakup for -Line Civil Portion WorkB | SCHEDULE - 3C(ii) - Price Breakup for -Line Civil Portion WorkB | SCHEDULE - 3C(ii) - Price Breakup for -Line Civil Portion WorkB | SCHEDULE - 3C(ii) - Price Breakup for -Line Civil Portion WorkB | SCHEDULE - 3C(ii) - Price Breakup for -Line Civil Portion WorkB | SCHEDULE - 3C(ii) - Price Breakup for -Line Civil Portion WorkB | SCHEDULE - 3C(ii) - Price Breakup for -Line Civil Portion WorkB | SCHEDULE - 3C(ii) - Price Breakup for -Line Civil Portion WorkB | SCHEDULE - 3C(ii) - Price Breakup for -Line Civil Portion WorkB | SCHEDULE - 3C(ii) - Price Breakup for -Line Civil Portion WorkB | SCHEDULE - 3C(ii) - Price Breakup for -Line Civil Portion WorkB | SCHEDULE - 3C(ii) - Price Breakup for -Line Civil Portion WorkB | SCHEDULE - 3C(ii) - Price Breakup for -Line Civil Portion WorkB | SCHEDULE - 3C(ii) - Price Breakup for -Line Civil Portion WorkB | SCHEDULE - 3C(ii) - Price Breakup for -Line Civil Portion WorkB | SCHEDULE - 3C(ii) - Price Breakup for -Line Civil Portion WorkB | SCHEDULE - 3C(ii) - Price Breakup for -Line Civil Portion WorkB | SCHEDULE - 3C(ii) - Price Breakup for -Line Civil Portion WorkB | SCHEDULE - 3C(ii) - Price Breakup for -Line Civil Portion WorkB | SCHEDULE - 3C(ii) - Price Breakup for -Line Civil Portion WorkB | SCHEDULE - 3C(ii) - Price Breakup for -Line Civil Portion WorkB | SCHEDULE - 3C(ii) - Price Breakup for -Line Civil Portion WorkB | SCHEDULE - 3C(ii) - Price Breakup for -Line Civil Portion WorkB | SCHEDULE - 3C(ii) - Price Breakup for -Line Civil Portion WorkB | SCHEDULE - 3C(ii) - Price Breakup for -Line Civil Portion WorkB | SCHEDULE - 3C(ii) - Price Breakup for -Line Civil Portion WorkB | SCHEDULE - 3C(ii) - Price Breakup for -Line Civil Portion WorkB | SCHEDULE - 3C(ii) - Price Breakup for -Line Civil Portion WorkB | SCHEDULE - 3C(ii) - Price Breakup for -Line Civil Portion WorkB | SCHEDULE - 3C(ii) - Price Breakup for -Line Civil Portion WorkB | SCHEDULE - 3C(ii) - Price Breakup for -Line Civil Portion WorkB | SCHEDULE - 3C(ii) - Price Breakup for -Line Civil Portion WorkB | SCHEDULE - 3C(ii) - Price Breakup for -Line Civil Portion WorkB | SCHEDULE - 3C(ii) - Price Breakup for -Line Civil Portion WorkB | SCHEDULE - 3C(ii) - Price Breakup for -Line Civil Portion WorkB | SCHEDULE - 3C(ii) - Price Breakup for -Line Civil Portion WorkB | SCHEDULE - 3C(ii) - Price Breakup for -Line Civil Portion WorkB | SCHEDULE - 3C(ii) - Price Breakup for -Line Civil Portion WorkB | SCHEDULE - 3C(ii) - Price Breakup for -Line Civil Portion WorkB | SCHEDULE - 3C(ii) - Price Breakup for -Line Civil Portion WorkB | SCHEDULE - 3C(ii) - Price Breakup for -Line Civil Portion WorkB | SCHEDULE - 3C(ii) - Price Breakup for -Line Civil Portion WorkB | SCHEDULE - 3C(ii) - Price Breakup for -Line Civil Portion WorkB | SCHEDULE - 3C(ii) - Price Breakup for -Line Civil Portion WorkB | SCHEDULE - 3C(ii) - Price Breakup for -Line Civil Portion WorkB | SCHEDULE - 3C(ii) - Price Breakup for -Line Civil Portion WorkB | SCHEDULE - 3C(ii) - Price Breakup for -Line Civil Portion WorkB | SCHEDULE - 3C(ii) - Price Breakup for -Line Civil Portion WorkB | SCHEDULE - 3C(ii) - Price Breakup for -Line Civil Portion WorkB | SCHEDULE - 3C(ii) - Price Breakup for -Line Civil Portion WorkB | SCHEDULE - 3C(ii) - Price Breakup for -Line Civil Portion WorkB | SCHEDULE - 3C(ii) - Price Breakup for -Line Civil Portion WorkB | SCHEDULE - 3C(ii) - Price Breakup for -Line Civil Portion WorkB | SCHEDULE - 3C(ii) - Price Breakup for -Line Civil Portion WorkB | SCHEDULE - 3C(ii) - Price Breakup for -Line Civil Portion WorkB | SCHEDULE - 3C(ii) - Price Breakup for -Line Civil Portion WorkB | SCHEDULE - 3C(ii) - Price Breakup for -Line Civil Portion WorkB | SCHEDULE - 3C(ii) - Price Breakup for -Line Civil Portion WorkB | SCHEDULE - 3C(ii) - Price Breakup for -Line Civil Portion WorkB | SCHEDULE - 3C(ii) - Price Breakup for -Line Civil Portion WorkB | SCHEDULE - 3C(ii) - Price Breakup for -Line Civil Portion WorkB | SCHEDULE - 3C(ii) - Price Breakup for -Line Civil Portion WorkB | SCHEDULE - 3C(ii) - Price Breakup for -Line Civil Portion WorkB | SCHEDULE - 3C(ii) - Price Breakup for -Line Civil Portion WorkB | SCHEDULE - 3C(ii) - Price Breakup for -Line Civil Portion WorkB | SCHEDULE - 3C(ii) - Price Breakup for -Line Civil Portion WorkB | SCHEDULE - 3C(ii) - Price Breakup for -Line Civil Portion WorkB | SCHEDULE - 3C(ii) - Price Breakup for -Line Civil Portion WorkB | SCHEDULE - 3C(ii) - Price Breakup for -Line Civil Portion WorkB | SCHEDULE - 3C(ii) - Price Breakup for -Line Civil Portion WorkB | SCHEDULE - 3C(ii) - Price Breakup for -Line Civil Portion WorkB | SCHEDULE - 3C(ii) - Price Breakup for -Line Civil Portion WorkB | SCHEDULE - 3C(ii) - Price Breakup for -Line Civil Portion WorkB | SCHEDULE - 3C(ii) - Price Breakup for -Line Civil Portion WorkB | SCHEDULE - 3C(ii) - Price Breakup for -Line Civil Portion WorkB | SCHEDULE - 3C(ii) - Price Breakup for -Line Civil Portion WorkB | SCHEDULE - 3C(ii) - Price Breakup for -Line Civil Portion WorkB | SCHEDULE - 3C(ii) - Price Breakup for -Line Civil Portion WorkB | SCHEDULE - 3C(ii) - Price Breakup for -Line Civil Portion WorkB | SCHEDULE - 3C(ii) - Price Breakup for -Line Civil Portion WorkB | SCHEDULE - 3C(ii) - Price Breakup for -Line Civil Portion WorkB | SCHEDULE - 3C(ii) - Price Breakup for -Line Civil Portion WorkB | SCHEDULE - 3C(ii) - Price Breakup for -Line Civil Portion WorkB | SCHEDULE - 3C(ii) - Price Breakup for -Line Civil Portion WorkB | SCHEDULE - 3C(ii) - Price Breakup for -Line Civil Portion WorkB | SCHEDULE - 3C(ii) - Price Breakup for -Line Civil Portion WorkB | SCHEDULE - 3C(ii) - Price Breakup for -Line Civil Portion WorkB | SCHEDULE - 3C(ii) - Price Breakup for -Line Civil Portion WorkB | SCHEDULE - 3C(ii) - Price Breakup for -Line Civil Portion WorkB | SCHEDULE - 3C(ii) - Price Breakup for -Line Civil Portion WorkB | SCHEDULE - 3C(ii) - Price Breakup for -Line Civil Portion WorkB | SCHEDULE - 3C(ii) - Price Breakup for -Line Civil Portion WorkB | SCHEDULE - 3C(ii) - Price Breakup for -Line Civil Portion WorkB | SCHEDULE - 3C(ii) - Price Breakup for -Line Civil Portion WorkB | SCHEDULE - 3C(ii) - Price Breakup for -Line Civil Portion WorkB | SCHEDULE - 3C(ii) - Price Breakup for -Line Civil Portion WorkB | SCHEDULE - 3C(ii) - Price Breakup for -Line Civil Portion WorkB | SCHEDULE - 3C(ii) - Price Breakup for -Line Civil Portion WorkB | SCHEDULE - 3C(ii) - Price Breakup for -Line Civil Portion WorkB | SCHEDULE - 3C(ii) - Price Breakup for -Line Civil Portion WorkB | SCHEDULE - 3C(ii) - Price Breakup for -Line Civil Portion WorkB | SCHEDULE - 3C(ii) - Price Breakup for -Line Civil Portion WorkB | SCHEDULE - 3C(ii) - Price Breakup for -Line Civil Portion WorkB | SCHEDULE - 3C(ii) - Price Breakup for -Line Civil Portion WorkB | SCHEDULE - 3C(ii) - Price Breakup for -Line Civil Portion WorkB | SCHEDULE - 3C(ii) - Price Breakup for -Line Civil Portion WorkB | SCHEDULE - 3C(ii) - Price Breakup for -Line Civil Portion WorkB | SCHEDULE - 3C(ii) - Price Breakup for -Line Civil Portion WorkB | SCHEDULE - 3C(ii) - Price Breakup for -Line Civil Portion WorkB | SCHEDULE - 3C(ii) - Price Breakup for -Line Civil Portion WorkB | SCHEDULE - 3C(ii) - Price Breakup for -Line Civil Portion WorkB | SCHEDULE - 3C(ii) - Price Breakup for -Line Civil Portion WorkB | SCHEDULE - 3C(ii) - Price Breakup for -Line Civil Portion WorkB | SCHEDULE - 3C(ii) - Price Breakup for -Line Civil Portion WorkB | SCHEDULE - 3C(ii) - Price Breakup for -Line Civil Portion WorkB | SCHEDULE - 3C(ii) - Price Breakup for -Line Civil Portion WorkB | SCHEDULE - 3C(ii) - Price Breakup for -Line Civil Portion WorkB | SCHEDULE - 3C(ii) - Price Breakup for -Line Civil Portion WorkB | SCHEDULE - 3C(ii) - Price Breakup for -Line Civil Portion WorkB | SCHEDULE - 3C(ii) - Price Breakup for -Line Civil Portion WorkB | SCHEDULE - 3C(ii) - Price Breakup for -Line Civil Portion WorkB | SCHEDULE - 3C(ii) - Price Breakup for -Line Civil Portion WorkB | SCHEDULE - 3C(ii) - Price Breakup for -Line Civil Portion WorkB | SCHEDULE - 3C(ii) - Price Breakup for -Line Civil Portion WorkB | SCHEDULE - 3C(ii) - Price Breakup for -Line Civil Portion WorkB | SCHEDULE - 3C(ii) - Price Breakup for -Line Civil Portion WorkB | SCHEDULE - 3C(ii) - Price Breakup for -Line Civil Portion WorkB | SCHEDULE - 3C(ii) - Price Breakup for -Line Civil Portion WorkB | SCHEDULE - 3C(ii) - Price Breakup for -Line Civil Portion WorkB | SCHEDULE - 3C(ii) - Price Breakup for -Line Civil Portion WorkB | SCHEDULE - 3C(ii) - Price Breakup for -Line Civil Portion WorkB | SCHEDULE - 3C(ii) - Price Breakup for -Line Civil Portion WorkB | SCHEDULE - 3C(ii) - Price Breakup for -Line Civil Portion WorkB | SCHEDULE - 3C(ii) - Price Breakup for -Line Civil Portion WorkB | SCHEDULE - 3C(ii) - Price Breakup for -Line Civil Portion WorkB | SCHEDULE - 3C(ii) - Price Breakup for -Line Civil Portion WorkB | SCHEDULE - 3C(ii) - Price Breakup for -Line Civil Portion WorkB | SCHEDULE - 3C(ii) - Price Breakup for -Line Civil Portion WorkB | SCHEDULE - 3C(ii) - Price Breakup for -Line Civil Portion WorkB | SCHEDULE - 3C(ii) - Price Breakup for -Line Civil Portion WorkB | SCHEDULE - 3C(ii) - Price Breakup for -Line Civil Portion WorkB | SCHEDULE - 3C(ii) - Price Breakup for -Line Civil Portion WorkB | SCHEDULE - 3C(ii) - Price Breakup for -Line Civil Portion WorkB | SCHEDULE - 3C(ii) - Price Breakup for -Line Civil Portion WorkB | SCHEDULE - 3C(ii) - Price Breakup for -Line Civil Portion WorkB | SCHEDULE - 3C(ii) - Price Breakup for -Line Civil Portion WorkB | SCHEDULE - 3C(ii) - Price Breakup for -Line Civil Portion WorkB | SCHEDULE - 3C(ii) - Price Breakup for -Line Civil Portion WorkB | SCHEDULE - 3C(ii) - Price Breakup for -Line Civil Portion WorkB | SCHEDULE - 3C(ii) - Price Breakup for -Line Civil Portion WorkB | SCHEDULE - 3C(ii) - Price Breakup for -Line Civil Portion WorkB | SCHEDULE - 3C(ii) - Price Breakup for -Line Civil Portion WorkB | SCHEDULE - 3C(ii) - Price Breakup for -Line Civil Portion WorkB | SCHEDULE - 3C(ii) - Price Breakup for -Line Civil Portion WorkB | SCHEDULE - 3C(ii) - Price Breakup for -Line Civil Portion WorkB | SCHEDULE - 3C(ii) - Price Breakup for -Line Civil Portion WorkB | SCHEDULE - 3C(ii) - Price Breakup for -Line Civil Portion WorkB | SCHEDULE - 3C(ii) - Price Breakup for -Line Civil Portion WorkB | SCHEDULE - 3C(ii) - Price Breakup for -Line Civil Portion WorkB | SCHEDULE - 3C(ii) - Price Breakup for -Line Civil Portion WorkB | SCHEDULE - 3C(ii) - Price Breakup for -Line Civil Portion WorkB | SCHEDULE - 3C(ii) - Price Breakup for -Line Civil Portion WorkB | SCHEDULE - 3C(ii) - Price Breakup for -Line Civil Portion WorkB | SCHEDULE - 3C(ii) - Price Breakup for -Line Civil Portion WorkB | SCHEDULE - 3C(ii) - Price Breakup for -Line Civil Portion WorkB | SCHEDULE - 3C(ii) - Price Breakup for -Line Civil Portion WorkB | SCHEDULE - 3C(ii) - Price Breakup for -Line Civil Portion WorkB | SCHEDULE - 3C(ii) - Price Breakup for -Line Civil Portion WorkB | SCHEDULE - 3C(ii) - Price Breakup for -Line Civil Portion WorkB | SCHEDULE - 3C(ii) - Price Breakup for -Line Civil Portion WorkB | SCHEDULE - 3C(ii) - Price Breakup for -Line Civil Portion WorkB | SCHEDULE - 3C(ii) - Price Breakup for -Line Civil Portion WorkB | SCHEDULE - 3C(ii) - Price Breakup for -Line Civil Portion WorkB | SCHEDULE - 3C(ii) - Price Breakup for -Line Civil Portion WorkB | SCHEDULE - 3C(ii) - Price Breakup for -Line Civil Portion WorkB | SCHEDULE - 3C(ii) - Price Breakup for -Line Civil Portion WorkB | SCHEDULE - 3C(ii) - Price Breakup for -Line Civil Portion WorkB | SCHEDULE - 3C(ii) - Price Breakup for -Line Civil Portion WorkB | SCHEDULE - 3C(ii) - Price Breakup for -Line Civil Portion WorkB | SCHEDULE - 3C(ii) - Price Breakup for -Line Civil Portion WorkB | SCHEDULE - 3C(ii) - Price Breakup for -Line Civil Portion WorkB | SCHEDULE - 3C(ii) - Price Breakup for -Line Civil Portion WorkB | SCHEDULE - 3C(ii) - Price Breakup for -Line Civil Portion WorkB | SCHEDULE - 3C(ii) - Price Breakup for -Line Civil Portion WorkB | SCHEDULE - 3C(ii) - Price Breakup for -Line Civil Portion WorkB | SCHEDULE - 3C(ii) - Price Breakup for -Line Civil Portion WorkB | SCHEDULE - 3C(ii) - Price Breakup for -Line Civil Portion WorkB | SCHEDULE - 3C(ii) - Price Breakup for -Line Civil Portion WorkB | SCHEDULE - 3C(ii) - Price Breakup for -Line Civil Portion WorkB | SCHEDULE - 3C(ii) - Price Breakup for -Line Civil Portion WorkB | SCHEDULE - 3C(ii) - Price Breakup for -Line Civil Portion WorkB | SCHEDULE - 3C(ii) - Price Breakup for -Line Civil Portion WorkB | SCHEDULE - 3C(ii) - Price Breakup for -Line Civil Portion WorkB | SCHEDULE - 3C(ii) - Price Breakup for -Line Civil Portion WorkB | SCHEDULE - 3C(ii) - Price Breakup for -Line Civil Portion WorkB | SCHEDULE - 3C(ii) - Price Breakup for -Line Civil Portion WorkB | SCHEDULE - 3C(ii) - Price Breakup for -Line Civil Portion WorkB | SCHEDULE - 3C(ii) - Price Breakup for -Line Civil Portion WorkB | SCHEDULE - 3C(ii) - Price Breakup for -Line Civil Portion WorkB | SCHEDULE - 3C(ii) - Price Breakup for -Line Civil Portion WorkB | SCHEDULE - 3C(ii) - Price Breakup for -Line Civil Portion WorkB | SCHEDULE - 3C(ii) - Price Breakup for -Line Civil Portion WorkB | SCHEDULE - 3C(ii) - Price Breakup for -Line Civil Portion WorkB | SCHEDULE - 3C(ii) - Price Breakup for -Line Civil Portion WorkB | SCHEDULE - 3C(ii) - Price Breakup for -Line Civil Portion WorkB | SCHEDULE - 3C(ii) - Price Breakup for -Line Civil Portion WorkB | SCHEDULE - 3C(ii) - Price Breakup for -Line Civil Portion WorkB | SCHEDULE - 3C(ii) - Price Breakup for -Line Civil Portion WorkB | SCHEDULE - 3C(ii) - Price Breakup for -Line Civil Portion WorkB | SCHEDULE - 3C(ii) - Price Breakup for -Line Civil Portion WorkB | SCHEDULE - 3C(ii) - Price Breakup for -Line Civil Portion WorkB | SCHEDULE - 3C(ii) - Price Breakup for -Line Civil Portion WorkB | SCHEDULE - 3C(ii) - Price Breakup for -Line Civil Portion WorkB | SCHEDULE - 3C(ii) - Price Breakup for -Line Civil Portion WorkB | SCHEDULE - 3C(ii) - Price Breakup for -Line Civil Portion WorkB | SCHEDULE - 3C(ii) - Price Breakup for -Line Civil Portion WorkB | SCHEDULE - 3C(ii) - Price Breakup for -Line Civil Portion WorkB | SCHEDULE - 3C(ii) - Price Breakup for -Line Civil Portion WorkB | SCHEDULE - 3C(ii) - Price Breakup for -Line Civil Portion WorkB | SCHEDULE - 3C(ii) - Price Breakup for -Line Civil Portion WorkB | SCHEDULE - 3C(ii) - Price Breakup for -Line Civil Portion WorkB | SCHEDULE - 3C(ii) - Price Breakup for -Line Civil Portion WorkB | SCHEDULE - 3C(ii) - Price Breakup for -Line Civil Portion WorkB | SCHEDULE - 3C(ii) - Price Breakup for -Line Civil Portion WorkB | SCHEDULE - 3C(ii) - Price Breakup for -Line Civil Portion WorkB | SCHEDULE - 3C(ii) - Price Breakup for -Line Civil Portion WorkB | SCHEDULE - 3C(ii) - Price Breakup for -Line Civil Portion WorkB | SCHEDULE - 3C(ii) - Price Breakup for -Line Civil Portion WorkB | SCHEDULE - 3C(ii) - Price Breakup for -Line Civil Portion WorkB | SCHEDULE - 3C(ii) - Price Breakup for -Line Civil Portion WorkB | SCHEDULE - 3C(ii) - Price Breakup for -Line Civil Portion WorkB | SCHEDULE - 3C(ii) - Price Breakup for -Line Civil Portion WorkB | SCHEDULE - 3C(ii) - Price Breakup for -Line Civil Portion WorkB | SCHEDULE - 3C(ii) - Price Breakup for -Line Civil Portion WorkB | SCHEDULE - 3C(ii) - Price Breakup for -Line Civil Portion WorkB | SCHEDULE - 3C(ii) - Price Breakup for -Line Civil Portion WorkB | SCHEDULE - 3C(ii) - Price Breakup for -Line Civil Portion WorkB | SCHEDULE - 3C(ii) - Price Breakup for -Line Civil Portion WorkB | SCHEDULE - 3C(ii) - Price Breakup for -Line Civil Portion WorkB | SCHEDULE - 3C(ii) - Price Breakup for -Line Civil Portion WorkB | SCHEDULE - 3C(ii) - Price Breakup for -Line Civil Portion WorkB | SCHEDULE - 3C(ii) - Price Breakup for -Line Civil Portion WorkB | SCHEDULE - 3C(ii) - Price Breakup for -Line Civil Portion WorkB | SCHEDULE - 3C(ii) - Price Breakup for -Line Civil Portion WorkB | SCHEDULE - 3C(ii) - Price Breakup for -Line Civil Portion WorkB | SCHEDULE - 3C(ii) - Price Breakup for -Line Civil Portion WorkB | SCHEDULE - 3C(ii) - Price Breakup for -Line Civil Portion WorkB | SCHEDULE - 3C(ii) - Price Breakup for -Line Civil Portion WorkB | SCHEDULE - 3C(ii) - Price Breakup for -Line Civil Portion WorkB | SCHEDULE - 3C(ii) - Price Breakup for -Line Civil Portion WorkB | SCHEDULE - 3C(ii) - Price Breakup for -Line Civil Portion WorkB | SCHEDULE - 3C(ii) - Price Breakup for -Line Civil Portion WorkB | SCHEDULE - 3C(ii) - Price Breakup for -Line Civil Portion WorkB | SCHEDULE - 3C(ii) - Price Breakup for -Line Civil Portion WorkB | SCHEDULE - 3C(ii) - Price Breakup for -Line Civil Portion WorkB | SCHEDULE - 3C(ii) - Price Breakup for -Line Civil Portion WorkB | SCHEDULE - 3C(ii) - Price Breakup for -Line Civil Portion WorkB | SCHEDULE - 3C(ii) - Price Breakup for -Line Civil Portion WorkB | SCHEDULE - 3C(ii) - Price Breakup for -Line Civil Portion WorkB | SCHEDULE - 3C(ii) - Price Breakup for -Line Civil Portion WorkB | SCHEDULE - 3C(ii) - Price Breakup for -Line Civil Portion WorkB | SCHEDULE - 3C(ii) - Price Breakup for -Line Civil Portion WorkB | SCHEDULE - 3C(ii) - Price Breakup for -Line Civil Portion WorkB | SCHEDULE - 3C(ii) - Price Breakup for -Line Civil Portion WorkB | SCHEDULE - 3C(ii) - Price Breakup for -Line Civil Portion WorkB | SCHEDULE - 3C(ii) - Price Breakup for -Line Civil Portion WorkB | SCHEDULE - 3C(ii) - Price Breakup for -Line Civil Portion WorkB | SCHEDULE - 3C(ii) - Price Breakup for -Line Civil Portion WorkB | SCHEDULE - 3C(ii) - Price Breakup for -Line Civil Portion WorkB | SCHEDULE - 3C(ii) - Price Breakup for -Line Civil Portion WorkB | SCHEDULE - 3C(ii) - Price Breakup for -Line Civil Portion WorkB | SCHEDULE - 3C(ii) - Price Breakup for -Line Civil Portion WorkB | SCHEDULE - 3C(ii) - Price Breakup for -Line Civil Portion WorkB | SCHEDULE - 3C(ii) - Price Breakup for -Line Civil Portion WorkB | SCHEDULE - 3C(ii) - Price Breakup for -Line Civil Portion WorkB | SCHEDULE - 3C(ii) - Price Breakup for -Line Civil Portion WorkB | SCHEDULE - 3C(ii) - Price Breakup for -Line Civil Portion WorkB | SCHEDULE - 3C(ii) - Price Breakup for -Line Civil Portion WorkB | SCHEDULE - 3C(ii) - Price Breakup for -Line Civil Portion WorkB | SCHEDULE - 3C(ii) - Price Breakup for -Line Civil Portion WorkB | SCHEDULE - 3C(ii) - Price Breakup for -Line Civil Portion WorkB | SCHEDULE - 3C(ii) - Price Breakup for -Line Civil Portion WorkB | SCHEDULE - 3C(ii) - Price Breakup for -Line Civil Portion WorkB | SCHEDULE - 3C(ii) - Price Breakup for -Line Civil Portion WorkB | SCHEDULE - 3C(ii) - Price Breakup for -Line Civil Portion WorkB | SCHEDULE - 3C(ii) - Price Breakup for -Line Civil Portion WorkB | SCHEDULE - 3C(ii) - Price Breakup for -Line Civil Portion WorkB | SCHEDULE - 3C(ii) - Price Breakup for -Line Civil Portion WorkB | SCHEDULE - 3C(ii) - Price Breakup for -Line Civil Portion WorkB | SCHEDULE - 3C(ii) - Price Breakup for -Line Civil Portion WorkB | SCHEDULE - 3C(ii) - Price Breakup for -Line Civil Portion WorkB | SCHEDULE - 3C(ii) - Price Breakup for -Line Civil Portion WorkB | SCHEDULE - 3C(ii) - Price Breakup for -Line Civil Portion WorkB | SCHEDULE - 3C(ii) - Price Breakup for -Line Civil Portion WorkB | SCHEDULE - 3C(ii) - Price Breakup for -Line Civil Portion WorkB | SCHEDULE - 3C(ii) - Price Breakup for -Line Civil Portion WorkB | SCHEDULE - 3C(ii) - Price Breakup for -Line Civil Portion WorkB | SCHEDULE - 3C(ii) - Price Breakup for -Line Civil Portion WorkB | SCHEDULE - 3C(ii) - Price Breakup for -Line Civil Portion WorkB | SCHEDULE - 3C(ii) - Price Breakup for -Line Civil Portion WorkB | SCHEDULE - 3C(ii) - Price Breakup for -Line Civil Portion WorkB | SCHEDULE - 3C(ii) - Price Breakup for -Line Civil Portion WorkB | SCHEDULE - 3C(ii) - Price Breakup for -Line Civil Portion WorkB | SCHEDULE - 3C(ii) - Price Breakup for -Line Civil Portion WorkB | SCHEDULE - 3C(ii) - Price Breakup for -Line Civil Portion WorkB | SCHEDULE - 3C(ii) - Price Breakup for -Line Civil Portion WorkB | SCHEDULE - 3C(ii) - Price Breakup for -Line Civil Portion WorkB | SCHEDULE - 3C(ii) - Price Breakup for -Line Civil Portion WorkB | SCHEDULE - 3C(ii) - Price Breakup for -Line Civil Portion WorkB | SCHEDULE - 3C(ii) - Price Breakup for -Line Civil Portion WorkB | SCHEDULE - 3C(ii) - Price Breakup for -Line Civil Portion WorkB | SCHEDULE - 3C(ii) - Price Breakup for -Line Civil Portion WorkB | SCHEDULE - 3C(ii) - Price Breakup for -Line Civil Portion WorkB | SCHEDULE - 3C(ii) - Price Breakup for -Line Civil Portion WorkB | SCHEDULE - 3C(ii) - Price Breakup for -Line Civil Portion WorkB | SCHEDULE - 3C(ii) - Price Breakup for -Line Civil Portion WorkB | SCHEDULE - 3C(ii) - Price Breakup for -Line Civil Portion WorkB | SCHEDULE - 3C(ii) - Price Breakup for -Line Civil Portion WorkB | SCHEDULE - 3C(ii) - Price Breakup for -Line Civil Portion WorkB | SCHEDULE - 3C(ii) - Price Breakup for -Line Civil Portion WorkB | SCHEDULE - 3C(ii) - Price Breakup for -Line Civil Portion WorkB | SCHEDULE - 3C(ii) - Price Breakup for -Line Civil Portion WorkB | SCHEDULE - 3C(ii) - Price Breakup for -Line Civil Portion WorkB | SCHEDULE - 3C(ii) - Price Breakup for -Line Civil Portion WorkB | SCHEDULE - 3C(ii) - Price Breakup for -Line Civil Portion WorkB | SCHEDULE - 3C(ii) - Price Breakup for -Line Civil Portion WorkB | SCHEDULE - 3C(ii) - Price Breakup for -Line Civil Portion WorkB | SCHEDULE - 3C(ii) - Price Breakup for -Line Civil Portion WorkB | SCHEDULE - 3C(ii) - Price Breakup for -Line Civil Portion WorkB | SCHEDULE - 3C(ii) - Price Breakup for -Line Civil Portion WorkB | SCHEDULE - 3C(ii) - Price Breakup for -Line Civil Portion WorkB | SCHEDULE - 3C(ii) - Price Breakup for -Line Civil Portion WorkB | SCHEDULE - 3C(ii) - Price Breakup for -Line Civil Portion WorkB | SCHEDULE - 3C(ii) - Price Breakup for -Line Civil Portion WorkB | SCHEDULE - 3C(ii) - Price Breakup for -Line Civil Portion WorkB | SCHEDULE - 3C(ii) - Price Breakup for -Line Civil Portion WorkB | SCHEDULE - 3C(ii) - Price Breakup for -Line Civil Portion WorkB | SCHEDULE - 3C(ii) - Price Breakup for -Line Civil Portion WorkB | SCHEDULE - 3C(ii) - Price Breakup for -Line Civil Portion WorkB | SCHEDULE - 3C(ii) - Price Breakup for -Line Civil Portion WorkB | SCHEDULE - 3C(ii) - Price Breakup for -Line Civil Portion WorkB | SCHEDULE - 3C(ii) - Price Breakup for -Line Civil Portion WorkB | SCHEDULE - 3C(ii) - Price Breakup for -Line Civil Portion WorkB | SCHEDULE - 3C(ii) - Price Breakup for -Line Civil Portion WorkB | SCHEDULE - 3C(ii) - Price Breakup for -Line Civil Portion WorkB | SCHEDULE - 3C(ii) - Price Breakup for -Line Civil Portion WorkB | SCHEDULE - 3C(ii) - Price Breakup for -Line Civil Portion WorkB | SCHEDULE - 3C(ii) - Price Breakup for -Line Civil Portion WorkB | SCHEDULE - 3C(ii) - Price Breakup for -Line Civil Portion WorkB | SCHEDULE - 3C(ii) - Price Breakup for -Line Civil Portion WorkB | SCHEDULE - 3C(ii) - Price Breakup for -Line Civil Portion WorkB | SCHEDULE - 3C(ii) - Price Breakup for -Line Civil Portion WorkB | SCHEDULE - 3C(ii) - Price Breakup for -Line Civil Portion WorkB | SCHEDULE - 3C(ii) - Price Breakup for -Line Civil Portion WorkB | SCHEDULE - 3C(ii) - Price Breakup for -Line Civil Portion WorkB | SCHEDULE - 3C(ii) - Price Breakup for -Line Civil Portion WorkB | SCHEDULE - 3C(ii) - Price Breakup for -Line Civil Portion WorkB | SCHEDULE - 3C(ii) - Price Breakup for -Line Civil Portion WorkB | SCHEDULE - 3C(ii) - Price Breakup for -Line Civil Portion WorkB | SCHEDULE - 3C(ii) - Price Breakup for -Line Civil Portion WorkB | SCHEDULE - 3C(ii) - Price Breakup for -Line Civil Portion WorkB | SCHEDULE - 3C(ii) - Price Breakup for -Line Civil Portion WorkB | SCHEDULE - 3C(ii) - Price Breakup for -Line Civil Portion WorkB | SCHEDULE - 3C(ii) - Price Breakup for -Line Civil Portion WorkB | SCHEDULE - 3C(ii) - Price Breakup for -Line Civil Portion WorkB | SCHEDULE - 3C(ii) - Price Breakup for -Line Civil Portion WorkB | SCHEDULE - 3C(ii) - Price Breakup for -Line Civil Portion WorkB | SCHEDULE - 3C(ii) - Price Breakup for -Line Civil Portion WorkB | SCHEDULE - 3C(ii) - Price Breakup for -Line Civil Portion WorkB | SCHEDULE - 3C(ii) - Price Breakup for -Line Civil Portion WorkB | SCHEDULE - 3C(ii) - Price Breakup for -Line Civil Portion WorkB | SCHEDULE - 3C(ii) - Price Breakup for -Line Civil Portion WorkB | SCHEDULE - 3C(ii) - Price Breakup for -Line Civil Portion WorkB | SCHEDULE - 3C(ii) - Price Breakup for -Line Civil Portion WorkB | SCHEDULE - 3C(ii) - Price Breakup for -Line Civil Portion WorkB | SCHEDULE - 3C(ii) - Price Breakup for -Line Civil Portion WorkB | SCHEDULE - 3C(ii) - Price Breakup for -Line Civil Portion WorkB | SCHEDULE - 3C(ii) - Price Breakup for -Line Civil Portion WorkB | SCHEDULE - 3C(ii) - Price Breakup for -Line Civil Portion WorkB | SCHEDULE - 3C(ii) - Price Breakup for -Line Civil Portion WorkB | SCHEDULE - 3C(ii) - Price Breakup for -Line Civil Portion WorkB | SCHEDULE - 3C(ii) - Price Breakup for -Line Civil Portion WorkB | SCHEDULE - 3C(ii) - Price Breakup for -Line Civil Portion WorkB | SCHEDULE - 3C(ii) - Price Breakup for -Line Civil Portion WorkB | SCHEDULE - 3C(ii) - Price Breakup for -Line Civil Portion WorkB | SCHEDULE - 3C(ii) - Price Breakup for -Line Civil Portion WorkB | SCHEDULE - 3C(ii) - Price Breakup for -Line Civil Portion WorkB | SCHEDULE - 3C(ii) - Price Breakup for -Line Civil Portion WorkB | SCHEDULE - 3C(ii) - Price Breakup for -Line Civil Portion WorkB | SCHEDULE - 3C(ii) - Price Breakup for -Line Civil Portion WorkB | SCHEDULE - 3C(ii) - Price Breakup for -Line Civil Portion WorkB | SCHEDULE - 3C(ii) - Price Breakup for -Line Civil Portion WorkB | SCHEDULE - 3C(ii) - Price Breakup for -Line Civil Portion WorkB | SCHEDULE - 3C(ii) - Price Breakup for -Line Civil Portion WorkB | SCHEDULE - 3C(ii) - Price Breakup for -Line Civil Portion WorkB | SCHEDULE - 3C(ii) - Price Breakup for -Line Civil Portion WorkB | SCHEDULE - 3C(ii) - Price Breakup for -Line Civil Portion WorkB | SCHEDULE - 3C(ii) - Price Breakup for -Line Civil Portion WorkB | SCHEDULE - 3C(ii) - Price Breakup for -Line Civil Portion WorkB | SCHEDULE - 3C(ii) - Price Breakup for -Line Civil Portion WorkB | SCHEDULE - 3C(ii) - Price Breakup for -Line Civil Portion WorkB | SCHEDULE - 3C(ii) - Price Breakup for -Line Civil Portion WorkB | SCHEDULE - 3C(ii) - Price Breakup for -Line Civil Portion WorkB | SCHEDULE - 3C(ii) - Price Breakup for -Line Civil Portion WorkB | SCHEDULE - 3C(ii) - Price Breakup for -Line Civil Portion WorkB | SCHEDULE - 3C(ii) - Price Breakup for -Line Civil Portion WorkB | SCHEDULE - 3C(ii) - Price Breakup for -Line Civil Portion WorkB | SCHEDULE - 3C(ii) - Price Breakup for -Line Civil Portion WorkB | SCHEDULE - 3C(ii) - Price Breakup for -Line Civil Portion WorkB | SCHEDULE - 3C(ii) - Price Breakup for -Line Civil Portion WorkB | SCHEDULE - 3C(ii) - Price Breakup for -Line Civil Portion WorkB | SCHEDULE - 3C(ii) - Price Breakup for -Line Civil Portion WorkB | SCHEDULE - 3C(ii) - Price Breakup for -Line Civil Portion WorkB | SCHEDULE - 3C(ii) - Price Breakup for -Line Civil Portion WorkB | SCHEDULE - 3C(ii) - Price Breakup for -Line Civil Portion WorkB | SCHEDULE - 3C(ii) - Price Breakup for -Line Civil Portion WorkB | SCHEDULE - 3C(ii) - Price Breakup for -Line Civil Portion WorkB | SCHEDULE - 3C(ii) - Price Breakup for -Line Civil Portion WorkB | SCHEDULE - 3C(ii) - Price Breakup for -Line Civil Portion WorkB | SCHEDULE - 3C(ii) - Price Breakup for -Line Civil Portion WorkB | SCHEDULE - 3C(ii) - Price Breakup for -Line Civil Portion WorkB | SCHEDULE - 3C(ii) - Price Breakup for -Line Civil Portion WorkB | SCHEDULE - 3C(ii) - Price Breakup for -Line Civil Portion WorkB | SCHEDULE - 3C(ii) - Price Breakup for -Line Civil Portion WorkB | SCHEDULE - 3C(ii) - Price Breakup for -Line Civil Portion WorkB | SCHEDULE - 3C(ii) - Price Breakup for -Line Civil Portion WorkB | SCHEDULE - 3C(ii) - Price Breakup for -Line Civil Portion WorkB | SCHEDULE - 3C(ii) - Price Breakup for -Line Civil Portion WorkB | SCHEDULE - 3C(ii) - Price Breakup for -Line Civil Portion WorkB | SCHEDULE - 3C(ii) - Price Breakup for -Line Civil Portion WorkB | SCHEDULE - 3C(ii) - Price Breakup for -Line Civil Portion WorkB | SCHEDULE - 3C(ii) - Price Breakup for -Line Civil Portion WorkB | SCHEDULE - 3C(ii) - Price Breakup for -Line Civil Portion WorkB | SCHEDULE - 3C(ii) - Price Breakup for -Line Civil Portion WorkB | SCHEDULE - 3C(ii) - Price Breakup for -Line Civil Portion WorkB | SCHEDULE - 3C(ii) - Price Breakup for -Line Civil Portion WorkB | SCHEDULE - 3C(ii) - Price Breakup for -Line Civil Portion WorkB | SCHEDULE - 3C(ii) - Price Breakup for -Line Civil Portion WorkB | SCHEDULE - 3C(ii) - Price Breakup for -Line Civil Portion WorkB | SCHEDULE - 3C(ii) - Price Breakup for -Line Civil Portion WorkB | SCHEDULE - 3C(ii) - Price Breakup for -Line Civil Portion WorkB | SCHEDULE - 3C(ii) - Price Breakup for -Line Civil Portion WorkB | SCHEDULE - 3C(ii) - Price Breakup for -Line Civil Portion WorkB | SCHEDULE - 3C(ii) - Price Breakup for -Line Civil Portion WorkB | SCHEDULE - 3C(ii) - Price Breakup for -Line Civil Portion WorkB | SCHEDULE - 3C(ii) - Price Breakup for -Line Civil Portion WorkB | SCHEDULE - 3C(ii) - Price Breakup for -Line Civil Portion WorkB | SCHEDULE - 3C(ii) - Price Breakup for -Line Civil Portion WorkB | SCHEDULE - 3C(ii) - Price Breakup for -Line Civil Portion WorkB | SCHEDULE - 3C(ii) - Price Breakup for -Line Civil Portion WorkB | SCHEDULE - 3C(ii) - Price Breakup for -Line Civil Portion WorkB | SCHEDULE - 3C(ii) - Price Breakup for -Line Civil Portion WorkB | SCHEDULE - 3C(ii) - Price Breakup for -Line Civil Portion WorkB | SCHEDULE - 3C(ii) - Price Breakup for -Line Civil Portion WorkB | SCHEDULE - 3C(ii) - Price Breakup for -Line Civil Portion WorkB | SCHEDULE - 3C(ii) - Price Breakup for -Line Civil Portion WorkB | SCHEDULE - 3C(ii) - Price Breakup for -Line Civil Portion WorkB | SCHEDULE - 3C(ii) - Price Breakup for -Line Civil Portion WorkB | SCHEDULE - 3C(ii) - Price Breakup for -Line Civil Portion WorkB | SCHEDULE - 3C(ii) - Price Breakup for -Line Civil Portion WorkB | SCHEDULE - 3C(ii) - Price Breakup for -Line Civil Portion WorkB | SCHEDULE - 3C(ii) - Price Breakup for -Line Civil Portion WorkB | SCHEDULE - 3C(ii) - Price Breakup for -Line Civil Portion WorkB | SCHEDULE - 3C(ii) - Price Breakup for -Line Civil Portion WorkB | SCHEDULE - 3C(ii) - Price Breakup for -Line Civil Portion WorkB | SCHEDULE - 3C(ii) - Price Breakup for -Line Civil Portion WorkB | SCHEDULE - 3C(ii) - Price Breakup for -Line Civil Portion WorkB | SCHEDULE - 3C(ii) - Price Breakup for -Line Civil Portion WorkB | SCHEDULE - 3C(ii) - Price Breakup for -Line Civil Portion WorkB | SCHEDULE - 3C(ii) - Price Breakup for -Line Civil Portion WorkB | SCHEDULE - 3C(ii) - Price Breakup for -Line Civil Portion WorkB | SCHEDULE - 3C(ii) - Price Breakup for -Line Civil Portion WorkB | SCHEDULE - 3C(ii) - Price Breakup for -Line Civil Portion WorkB | SCHEDULE - 3C(ii) - Price Breakup for -Line Civil Portion WorkB | SCHEDULE - 3C(ii) - Price Breakup for -Line Civil Portion WorkB | SCHEDULE - 3C(ii) - Price Breakup for -Line Civil Portion WorkB | SCHEDULE - 3C(ii) - Price Breakup for -Line Civil Portion WorkB | SCHEDULE - 3C(ii) - Price Breakup for -Line Civil Portion WorkB | SCHEDULE - 3C(ii) - Price Breakup for -Line Civil Portion WorkB | SCHEDULE - 3C(ii) - Price Breakup for -Line Civil Portion WorkB | SCHEDULE - 3C(ii) - Price Breakup for -Line Civil Portion WorkB | SCHEDULE - 3C(ii) - Price Breakup for -Line Civil Portion WorkB | SCHEDULE - 3C(ii) - Price Breakup for -Line Civil Portion WorkB | SCHEDULE - 3C(ii) - Price Breakup for -Line Civil Portion WorkB | SCHEDULE - 3C(ii) - Price Breakup for -Line Civil Portion WorkB | SCHEDULE - 3C(ii) - Price Breakup for -Line Civil Portion WorkB | SCHEDULE - 3C(ii) - Price Breakup for -Line Civil Portion WorkB | SCHEDULE - 3C(ii) - Price Breakup for -Line Civil Portion WorkB | SCHEDULE - 3C(ii) - Price Breakup for -Line Civil Portion WorkB | SCHEDULE - 3C(ii) - Price Breakup for -Line Civil Portion WorkB | SCHEDULE - 3C(ii) - Price Breakup for -Line Civil Portion WorkB | SCHEDULE - 3C(ii) - Price Breakup for -Line Civil Portion WorkB | SCHEDULE - 3C(ii) - Price Breakup for -Line Civil Portion WorkB | SCHEDULE - 3C(ii) - Price Breakup for -Line Civil Portion WorkB | SCHEDULE - 3C(ii) - Price Breakup for -Line Civil Portion WorkB | SCHEDULE - 3C(ii) - Price Breakup for -Line Civil Portion WorkB | SCHEDULE - 3C(ii) - Price Breakup for -Line Civil Portion WorkB | SCHEDULE - 3C(ii) - Price Breakup for -Line Civil Portion WorkB | SCHEDULE - 3C(ii) - Price Breakup for -Line Civil Portion WorkB | SCHEDULE - 3C(ii) - Price Breakup for -Line Civil Portion WorkB | SCHEDULE - 3C(ii) - Price Breakup for -Line Civil Portion WorkB | SCHEDULE - 3C(ii) - Price Breakup for -Line Civil Portion WorkB | SCHEDULE - 3C(ii) - Price Breakup for -Line Civil Portion WorkB | SCHEDULE - 3C(ii) - Price Breakup for -Line Civil Portion WorkB | SCHEDULE - 3C(ii) - Price Breakup for -Line Civil Portion WorkB | SCHEDULE - 3C(ii) - Price Breakup for -Line Civil Portion WorkB | SCHEDULE - 3C(ii) - Price Breakup for -Line Civil Portion WorkB | SCHEDULE - 3C(ii) - Price Breakup for -Line Civil Portion WorkB | SCHEDULE - 3C(ii) - Price Breakup for -Line Civil Portion WorkB | SCHEDULE - 3C(ii) - Price Breakup for -Line Civil Portion WorkB | SCHEDULE - 3C(ii) - Price Breakup for -Line Civil Portion WorkB | SCHEDULE - 3C(ii) - Price Breakup for -Line Civil Portion WorkB | SCHEDULE - 3C(ii) - Price Breakup for -Line Civil Portion WorkB | SCHEDULE - 3C(ii) - Price Breakup for -Line Civil Portion WorkB | SCHEDULE - 3C(ii) - Price Breakup for -Line Civil Portion WorkB | SCHEDULE - 3C(ii) - Price Breakup for -Line Civil Portion WorkB | SCHEDULE - 3C(ii) - Price Breakup for -Line Civil Portion WorkB | SCHEDULE - 3C(ii) - Price Breakup for -Line Civil Portion WorkB | SCHEDULE - 3C(ii) - Price Breakup for -Line Civil Portion WorkB | SCHEDULE - 3C(ii) - Price Breakup for -Line Civil Portion WorkB | SCHEDULE - 3C(ii) - Price Breakup for -Line Civil Portion WorkB | SCHEDULE - 3C(ii) - Price Breakup for -Line Civil Portion WorkB | SCHEDULE - 3C(ii) - Price Breakup for -Line Civil Portion WorkB | SCHEDULE - 3C(ii) - Price Breakup for -Line Civil Portion WorkB | SCHEDULE - 3C(ii) - Price Breakup for -Line Civil Portion WorkB | SCHEDULE - 3C(ii) - Price Breakup for -Line Civil Portion WorkB | SCHEDULE - 3C(ii) - Price Breakup for -Line Civil Portion WorkB | SCHEDULE - 3C(ii) - Price Breakup for -Line Civil Portion WorkB | SCHEDULE - 3C(ii) - Price Breakup for -Line Civil Portion WorkB | SCHEDULE - 3C(ii) - Price Breakup for -Line Civil Portion WorkB | SCHEDULE - 3C(ii) - Price Breakup for -Line Civil Portion WorkB | SCHEDULE - 3C(ii) - Price Breakup for -Line Civil Portion WorkB | SCHEDULE - 3C(ii) - Price Breakup for -Line Civil Portion WorkB | SCHEDULE - 3C(ii) - Price Breakup for -Line Civil Portion WorkB | SCHEDULE - 3C(ii) - Price Breakup for -Line Civil Portion WorkB | SCHEDULE - 3C(ii) - Price Breakup for -Line Civil Portion WorkB | SCHEDULE - 3C(ii) - Price Breakup for -Line Civil Portion WorkB | SCHEDULE - 3C(ii) - Price Breakup for -Line Civil Portion WorkB | SCHEDULE - 3C(ii) - Price Breakup for -Line Civil Portion WorkB | SCHEDULE - 3C(ii) - Price Breakup for -Line Civil Portion WorkB | SCHEDULE - 3C(ii) - Price Breakup for -Line Civil Portion WorkB | SCHEDULE - 3C(ii) - Price Breakup for -Line Civil Portion WorkB | SCHEDULE - 3C(ii) - Price Breakup for -Line Civil Portion WorkB | SCHEDULE - 3C(ii) - Price Breakup for -Line Civil Portion WorkB | SCHEDULE - 3C(ii) - Price Breakup for -Line Civil Portion WorkB | SCHEDULE - 3C(ii) - Price Breakup for -Line Civil Portion WorkB | SCHEDULE - 3C(ii) - Price Breakup for -Line Civil Portion WorkB | SCHEDULE - 3C(ii) - Price Breakup for -Line Civil Portion WorkB | SCHEDULE - 3C(ii) - Price Breakup for -Line Civil Portion WorkB | SCHEDULE - 3C(ii) - Price Breakup for -Line Civil Portion WorkB | SCHEDULE - 3C(ii) - Price Breakup for -Line Civil Portion WorkB | SCHEDULE - 3C(ii) - Price Breakup for -Line Civil Portion WorkB | SCHEDULE - 3C(ii) - Price Breakup for -Line Civil Portion WorkB | SCHEDULE - 3C(ii) - Price Breakup for -Line Civil Portion WorkB | SCHEDULE - 3C(ii) - Price Breakup for -Line Civil Portion WorkB | SCHEDULE - 3C(ii) - Price Breakup for -Line Civil Portion WorkB | SCHEDULE - 3C(ii) - Price Breakup for -Line Civil Portion WorkB | SCHEDULE - 3C(ii) - Price Breakup for -Line Civil Portion WorkB | SCHEDULE - 3C(ii) - Price Breakup for -Line Civil Portion WorkB | SCHEDULE - 3C(ii) - Price Breakup for -Line Civil Portion WorkB | SCHEDULE - 3C(ii) - Price Breakup for -Line Civil Portion WorkB | SCHEDULE - 3C(ii) - Price Breakup for -Line Civil Portion WorkB | SCHEDULE - 3C(ii) - Price Breakup for -Line Civil Portion WorkB | SCHEDULE - 3C(ii) - Price Breakup for -Line Civil Portion WorkB | SCHEDULE - 3C(ii) - Price Breakup for -Line Civil Portion WorkB | SCHEDULE - 3C(ii) - Price Breakup for -Line Civil Portion WorkB | SCHEDULE - 3C(ii) - Price Breakup for -Line Civil Portion WorkB | SCHEDULE - 3C(ii) - Price Breakup for -Line Civil Portion WorkB | SCHEDULE - 3C(ii) - Price Breakup for -Line Civil Portion WorkB | SCHEDULE - 3C(ii) - Price Breakup for -Line Civil Portion WorkB | SCHEDULE - 3C(ii) - Price Breakup for -Line Civil Portion WorkB | SCHEDULE - 3C(ii) - Price Breakup for -Line Civil Portion WorkB | SCHEDULE - 3C(ii) - Price Breakup for -Line Civil Portion WorkB | SCHEDULE - 3C(ii) - Price Breakup for -Line Civil Portion WorkB | SCHEDULE - 3C(ii) - Price Breakup for -Line Civil Portion WorkB | SCHEDULE - 3C(ii) - Price Breakup for -Line Civil Portion WorkB | SCHEDULE - 3C(ii) - Price Breakup for -Line Civil Portion WorkB | SCHEDULE - 3C(ii) - Price Breakup for -Line Civil Portion WorkB | SCHEDULE - 3C(ii) - Price Breakup for -Line Civil Portion WorkB | SCHEDULE - 3C(ii) - Price Breakup for -Line Civil Portion WorkB | SCHEDULE - 3C(ii) - Price Breakup for -Line Civil Portion WorkB | SCHEDULE - 3C(ii) - Price Breakup for -Line Civil Portion WorkB | SCHEDULE - 3C(ii) - Price Breakup for -Line Civil Portion WorkB | SCHEDULE - 3C(ii) - Price Breakup for -Line Civil Portion WorkB | SCHEDULE - 3C(ii) - Price Breakup for -Line Civil Portion WorkB | SCHEDULE - 3C(ii) - Price Breakup for -Line Civil Portion WorkB | SCHEDULE - 3C(ii) - Price Breakup for -Line Civil Portion WorkB | SCHEDULE - 3C(ii) - Price Breakup for -Line Civil Portion WorkB | SCHEDULE - 3C(ii) - Price Breakup for -Line Civil Portion WorkB | SCHEDULE - 3C(ii) - Price Breakup for -Line Civil Portion WorkB | SCHEDULE - 3C(ii) - Price Breakup for -Line Civil Portion WorkB | SCHEDULE - 3C(ii) - Price Breakup for -Line Civil Portion WorkB | SCHEDULE - 3C(ii) - Price Breakup for -Line Civil Portion WorkB | SCHEDULE - 3C(ii) - Price Breakup for -Line Civil Portion WorkB | SCHEDULE - 3C(ii) - Price Breakup for -Line Civil Portion WorkB | SCHEDULE - 3C(ii) - Price Breakup for -Line Civil Portion WorkB | SCHEDULE - 3C(ii) - Price Breakup for -Line Civil Portion WorkB | SCHEDULE - 3C(ii) - Price Breakup for -Line Civil Portion WorkB | SCHEDULE - 3C(ii) - Price Breakup for -Line Civil Portion WorkB | SCHEDULE - 3C(ii) - Price Breakup for -Line Civil Portion WorkB | SCHEDULE - 3C(ii) - Price Breakup for -Line Civil Portion WorkB | SCHEDULE - 3C(ii) - Price Breakup for -Line Civil Portion WorkB | SCHEDULE - 3C(ii) - Price Breakup for -Line Civil Portion WorkB | SCHEDULE - 3C(ii) - Price Breakup for -Line Civil Portion WorkB | SCHEDULE - 3C(ii) - Price Breakup for -Line Civil Portion WorkB | SCHEDULE - 3C(ii) - Price Breakup for -Line Civil Portion WorkB | SCHEDULE - 3C(ii) - Price Breakup for -Line Civil Portion WorkB | SCHEDULE - 3C(ii) - Price Breakup for -Line Civil Portion WorkB | SCHEDULE - 3C(ii) - Price Breakup for -Line Civil Portion WorkB | SCHEDULE - 3C(ii) - Price Breakup for -Line Civil Portion WorkB | SCHEDULE - 3C(ii) - Price Breakup for -Line Civil Portion WorkB | SCHEDULE - 3C(ii) - Price Breakup for -Line Civil Portion WorkB | SCHEDULE - 3C(ii) - Price Breakup for -Line Civil Portion WorkB | SCHEDULE - 3C(ii) - Price Breakup for -Line Civil Portion WorkB | SCHEDULE - 3C(ii) - Price Breakup for -Line Civil Portion WorkB | SCHEDULE - 3C(ii) - Price Breakup for -Line Civil Portion WorkB | SCHEDULE - 3C(ii) - Price Breakup for -Line Civil Portion WorkB | SCHEDULE - 3C(ii) - Price Breakup for -Line Civil Portion WorkB | SCHEDULE - 3C(ii) - Price Breakup for -Line Civil Portion WorkB | SCHEDULE - 3C(ii) - Price Breakup for -Line Civil Portion WorkB | SCHEDULE - 3C(ii) - Price Breakup for -Line Civil Portion WorkB | SCHEDULE - 3C(ii) - Price Breakup for -Line Civil Portion WorkB | SCHEDULE - 3C(ii) - Price Breakup for -Line Civil Portion WorkB | SCHEDULE - 3C(ii) - Price Breakup for -Line Civil Portion WorkB | SCHEDULE - 3C(ii) - Price Breakup for -Line Civil Portion WorkB | SCHEDULE - 3C(ii) - Price Breakup for -Line Civil Portion WorkB | SCHEDULE - 3C(ii) - Price Breakup for -Line Civil Portion WorkB | SCHEDULE - 3C(ii) - Price Breakup for -Line Civil Portion WorkB | SCHEDULE - 3C(ii) - Price Breakup for -Line Civil Portion WorkB | SCHEDULE - 3C(ii) - Price Breakup for -Line Civil Portion WorkB | SCHEDULE - 3C(ii) - Price Breakup for -Line Civil Portion WorkB | SCHEDULE - 3C(ii) - Price Breakup for -Line Civil Portion WorkB | SCHEDULE - 3C(ii) - Price Breakup for -Line Civil Portion WorkB | SCHEDULE - 3C(ii) - Price Breakup for -Line Civil Portion WorkB | SCHEDULE - 3C(ii) - Price Breakup for -Line Civil Portion WorkB | SCHEDULE - 3C(ii) - Price Breakup for -Line Civil Portion WorkB | SCHEDULE - 3C(ii) - Price Breakup for -Line Civil Portion WorkB | SCHEDULE - 3C(ii) - Price Breakup for -Line Civil Portion WorkB | SCHEDULE - 3C(ii) - Price Breakup for -Line Civil Portion WorkB | SCHEDULE - 3C(ii) - Price Breakup for -Line Civil Portion WorkB | SCHEDULE - 3C(ii) - Price Breakup for -Line Civil Portion WorkB | SCHEDULE - 3C(ii) - Price Breakup for -Line Civil Portion WorkB | SCHEDULE - 3C(ii) - Price Breakup for -Line Civil Portion WorkB | SCHEDULE - 3C(ii) - Price Breakup for -Line Civil Portion WorkB | SCHEDULE - 3C(ii) - Price Breakup for -Line Civil Portion WorkB | SCHEDULE - 3C(ii) - Price Breakup for -Line Civil Portion WorkB | SCHEDULE - 3C(ii) - Price Breakup for -Line Civil Portion WorkB | SCHEDULE - 3C(ii) - Price Breakup for -Line Civil Portion WorkB | SCHEDULE - 3C(ii) - Price Breakup for -Line Civil Portion WorkB | SCHEDULE - 3C(ii) - Price Breakup for -Line Civil Portion WorkB | SCHEDULE - 3C(ii) - Price Breakup for -Line Civil Portion WorkB | SCHEDULE - 3C(ii) - Price Breakup for -Line Civil Portion WorkB | SCHEDULE - 3C(ii) - Price Breakup for -Line Civil Portion WorkB | SCHEDULE - 3C(ii) - Price Breakup for -Line Civil Portion WorkB | SCHEDULE - 3C(ii) - Price Breakup for -Line Civil Portion WorkB | SCHEDULE - 3C(ii) - Price Breakup for -Line Civil Portion WorkB | SCHEDULE - 3C(ii) - Price Breakup for -Line Civil Portion WorkB | SCHEDULE - 3C(ii) - Price Breakup for -Line Civil Portion WorkB | SCHEDULE - 3C(ii) - Price Breakup for -Line Civil Portion WorkB | SCHEDULE - 3C(ii) - Price Breakup for -Line Civil Portion WorkB | SCHEDULE - 3C(ii) - Price Breakup for -Line Civil Portion WorkB | SCHEDULE - 3C(ii) - Price Breakup for -Line Civil Portion WorkB | SCHEDULE - 3C(ii) - Price Breakup for -Line Civil Portion WorkB | SCHEDULE - 3C(ii) - Price Breakup for -Line Civil Portion WorkB | SCHEDULE - 3C(ii) - Price Breakup for -Line Civil Portion WorkB | SCHEDULE - 3C(ii) - Price Breakup for -Line Civil Portion WorkB | SCHEDULE - 3C(ii) - Price Breakup for -Line Civil Portion WorkB | SCHEDULE - 3C(ii) - Price Breakup for -Line Civil Portion WorkB | SCHEDULE - 3C(ii) - Price Breakup for -Line Civil Portion WorkB | SCHEDULE - 3C(ii) - Price Breakup for -Line Civil Portion WorkB | SCHEDULE - 3C(ii) - Price Breakup for -Line Civil Portion WorkB | SCHEDULE - 3C(ii) - Price Breakup for -Line Civil Portion WorkB | SCHEDULE - 3C(ii) - Price Breakup for -Line Civil Portion WorkB | SCHEDULE - 3C(ii) - Price Breakup for -Line Civil Portion WorkB | SCHEDULE - 3C(ii) - Price Breakup for -Line Civil Portion WorkB | SCHEDULE - 3C(ii) - Price Breakup for -Line Civil Portion WorkB | SCHEDULE - 3C(ii) - Price Breakup for -Line Civil Portion WorkB | SCHEDULE - 3C(ii) - Price Breakup for -Line Civil Portion WorkB | SCHEDULE - 3C(ii) - Price Breakup for -Line Civil Portion WorkB | SCHEDULE - 3C(ii) - Price Breakup for -Line Civil Portion WorkB | SCHEDULE - 3C(ii) - Price Breakup for -Line Civil Portion WorkB | SCHEDULE - 3C(ii) - Price Breakup for -Line Civil Portion WorkB | SCHEDULE - 3C(ii) - Price Breakup for -Line Civil Portion WorkB | SCHEDULE - 3C(ii) - Price Breakup for -Line Civil Portion WorkB | SCHEDULE - 3C(ii) - Price Breakup for -Line Civil Portion WorkB | SCHEDULE - 3C(ii) - Price Breakup for -Line Civil Portion WorkB | SCHEDULE - 3C(ii) - Price Breakup for -Line Civil Portion WorkB | SCHEDULE - 3C(ii) - Price Breakup for -Line Civil Portion WorkB | SCHEDULE - 3C(ii) - Price Breakup for -Line Civil Portion WorkB | SCHEDULE - 3C(ii) - Price Breakup for -Line Civil Portion WorkB | SCHEDULE - 3C(ii) - Price Breakup for -Line Civil Portion WorkB | SCHEDULE - 3C(ii) - Price Breakup for -Line Civil Portion WorkB | SCHEDULE - 3C(ii) - Price Breakup for -Line Civil Portion WorkB | SCHEDULE - 3C(ii) - Price Breakup for -Line Civil Portion WorkB | SCHEDULE - 3C(ii) - Price Breakup for -Line Civil Portion WorkB | SCHEDULE - 3C(ii) - Price Breakup for -Line Civil Portion WorkB | SCHEDULE - 3C(ii) - Price Breakup for -Line Civil Portion WorkB | SCHEDULE - 3C(ii) - Price Breakup for -Line Civil Portion WorkB | SCHEDULE - 3C(ii) - Price Breakup for -Line Civil Portion WorkB | SCHEDULE - 3C(ii) - Price Breakup for -Line Civil Portion WorkB | SCHEDULE - 3C(ii) - Price Breakup for -Line Civil Portion WorkB | SCHEDULE - 3C(ii) - Price Breakup for -Line Civil Portion WorkB | SCHEDULE - 3C(ii) - Price Breakup for -Line Civil Portion WorkB | SCHEDULE - 3C(ii) - Price Breakup for -Line Civil Portion WorkB | SCHEDULE - 3C(ii) - Price Breakup for -Line Civil Portion WorkB | SCHEDULE - 3C(ii) - Price Breakup for -Line Civil Portion WorkB | SCHEDULE - 3C(ii) - Price Breakup for -Line Civil Portion WorkB | SCHEDULE - 3C(ii) - Price Breakup for -Line Civil Portion WorkB | SCHEDULE - 3C(ii) - Price Breakup for -Line Civil Portion WorkB | SCHEDULE - 3C(ii) - Price Breakup for -Line Civil Portion WorkB | SCHEDULE - 3C(ii) - Price Breakup for -Line Civil Portion WorkB | SCHEDULE - 3C(ii) - Price Breakup for -Line Civil Portion WorkB | SCHEDULE - 3C(ii) - Price Breakup for -Line Civil Portion WorkB | SCHEDULE - 3C(ii) - Price Breakup for -Line Civil Portion WorkB | SCHEDULE - 3C(ii) - Price Breakup for -Line Civil Portion WorkB | SCHEDULE - 3C(ii) - Price Breakup for -Line Civil Portion WorkB | SCHEDULE - 3C(ii) - Price Breakup for -Line Civil Portion WorkB | SCHEDULE - 3C(ii) - Price Breakup for -Line Civil Portion WorkB | SCHEDULE - 3C(ii) - Price Breakup for -Line Civil Portion WorkB | SCHEDULE - 3C(ii) - Price Breakup for -Line Civil Portion WorkB | SCHEDULE - 3C(ii) - Price Breakup for -Line Civil Portion WorkB | SCHEDULE - 3C(ii) - Price Breakup for -Line Civil Portion WorkB | SCHEDULE - 3C(ii) - Price Breakup for -Line Civil Portion WorkB | SCHEDULE - 3C(ii) - Price Breakup for -Line Civil Portion WorkB | SCHEDULE - 3C(ii) - Price Breakup for -Line Civil Portion WorkB | SCHEDULE - 3C(ii) - Price Breakup for -Line Civil Portion WorkB | SCHEDULE - 3C(ii) - Price Breakup for -Line Civil Portion WorkB | SCHEDULE - 3C(ii) - Price Breakup for -Line Civil Portion WorkB | SCHEDULE - 3C(ii) - Price Breakup for -Line Civil Portion WorkB | SCHEDULE - 3C(ii) - Price Breakup for -Line Civil Portion WorkB | SCHEDULE - 3C(ii) - Price Breakup for -Line Civil Portion WorkB | SCHEDULE - 3C(ii) - Price Breakup for -Line Civil Portion WorkB | SCHEDULE - 3C(ii) - Price Breakup for -Line Civil Portion WorkB | SCHEDULE - 3C(ii) - Price Breakup for -Line Civil Portion WorkB | SCHEDULE - 3C(ii) - Price Breakup for -Line Civil Portion WorkB | SCHEDULE - 3C(ii) - Price Breakup for -Line Civil Portion WorkB | SCHEDULE - 3C(ii) - Price Breakup for -Line Civil Portion WorkB | SCHEDULE - 3C(ii) - Price Breakup for -Line Civil Portion WorkB | SCHEDULE - 3C(ii) - Price Breakup for -Line Civil Portion WorkB | SCHEDULE - 3C(ii) - Price Breakup for -Line Civil Portion WorkB | SCHEDULE - 3C(ii) - Price Breakup for -Line Civil Portion WorkB | SCHEDULE - 3C(ii) - Price Breakup for -Line Civil Portion WorkB | SCHEDULE - 3C(ii) - Price Breakup for -Line Civil Portion WorkB | SCHEDULE - 3C(ii) - Price Breakup for -Line Civil Portion WorkB | SCHEDULE - 3C(ii) - Price Breakup for -Line Civil Portion WorkB | SCHEDULE - 3C(ii) - Price Breakup for -Line Civil Portion WorkB | SCHEDULE - 3C(ii) - Price Breakup for -Line Civil Portion WorkB | SCHEDULE - 3C(ii) - Price Breakup for -Line Civil Portion WorkB | SCHEDULE - 3C(ii) - Price Breakup for -Line Civil Portion WorkB | SCHEDULE - 3C(ii) - Price Breakup for -Line Civil Portion WorkB | SCHEDULE - 3C(ii) - Price Breakup for -Line Civil Portion WorkB | SCHEDULE - 3C(ii) - Price Breakup for -Line Civil Portion WorkB | SCHEDULE - 3C(ii) - Price Breakup for -Line Civil Portion WorkB | SCHEDULE - 3C(ii) - Price Breakup for -Line Civil Portion WorkB | SCHEDULE - 3C(ii) - Price Breakup for -Line Civil Portion WorkB | SCHEDULE - 3C(ii) - Price Breakup for -Line Civil Portion WorkB | SCHEDULE - 3C(ii) - Price Breakup for -Line Civil Portion WorkB | SCHEDULE - 3C(ii) - Price Breakup for -Line Civil Portion WorkB | SCHEDULE - 3C(ii) - Price Breakup for -Line Civil Portion WorkB | SCHEDULE - 3C(ii) - Price Breakup for -Line Civil Portion WorkB | SCHEDULE - 3C(ii) - Price Breakup for -Line Civil Portion WorkB | SCHEDULE - 3C(ii) - Price Breakup for -Line Civil Portion WorkB | SCHEDULE - 3C(ii) - Price Breakup for -Line Civil Portion WorkB | SCHEDULE - 3C(ii) - Price Breakup for -Line Civil Portion WorkB | SCHEDULE - 3C(ii) - Price Breakup for -Line Civil Portion WorkB | SCHEDULE - 3C(ii) - Price Breakup for -Line Civil Portion WorkB | SCHEDULE - 3C(ii) - Price Breakup for -Line Civil Portion WorkB | SCHEDULE - 3C(ii) - Price Breakup for -Line Civil Portion WorkB | SCHEDULE - 3C(ii) - Price Breakup for -Line Civil Portion WorkB | SCHEDULE - 3C(ii) - Price Breakup for -Line Civil Portion WorkB | SCHEDULE - 3C(ii) - Price Breakup for -Line Civil Portion WorkB | SCHEDULE - 3C(ii) - Price Breakup for -Line Civil Portion WorkB | SCHEDULE - 3C(ii) - Price Breakup for -Line Civil Portion WorkB | SCHEDULE - 3C(ii) - Price Breakup for -Line Civil Portion WorkB | SCHEDULE - 3C(ii) - Price Breakup for -Line Civil Portion WorkB | SCHEDULE - 3C(ii) - Price Breakup for -Line Civil Portion WorkB | SCHEDULE - 3C(ii) - Price Breakup for -Line Civil Portion WorkB | SCHEDULE - 3C(ii) - Price Breakup for -Line Civil Portion WorkB | SCHEDULE - 3C(ii) - Price Breakup for -Line Civil Portion WorkB | SCHEDULE - 3C(ii) - Price Breakup for -Line Civil Portion WorkB | SCHEDULE - 3C(ii) - Price Breakup for -Line Civil Portion WorkB | SCHEDULE - 3C(ii) - Price Breakup for -Line Civil Portion WorkB | SCHEDULE - 3C(ii) - Price Breakup for -Line Civil Portion WorkB | SCHEDULE - 3C(ii) - Price Breakup for -Line Civil Portion WorkB | SCHEDULE - 3C(ii) - Price Breakup for -Line Civil Portion WorkB | SCHEDULE - 3C(ii) - Price Breakup for -Line Civil Portion WorkB | SCHEDULE - 3C(ii) - Price Breakup for -Line Civil Portion WorkB | SCHEDULE - 3C(ii) - Price Breakup for -Line Civil Portion WorkB | SCHEDULE - 3C(ii) - Price Breakup for -Line Civil Portion WorkB | SCHEDULE - 3C(ii) - Price Breakup for -Line Civil Portion WorkB | SCHEDULE - 3C(ii) - Price Breakup for -Line Civil Portion WorkB | SCHEDULE - 3C(ii) - Price Breakup for -Line Civil Portion WorkB | SCHEDULE - 3C(ii) - Price Breakup for -Line Civil Portion WorkB | SCHEDULE - 3C(ii) - Price Breakup for -Line Civil Portion WorkB | SCHEDULE - 3C(ii) - Price Breakup for -Line Civil Portion WorkB | SCHEDULE - 3C(ii) - Price Breakup for -Line Civil Portion WorkB | SCHEDULE - 3C(ii) - Price Breakup for -Line Civil Portion WorkB | SCHEDULE - 3C(ii) - Price Breakup for -Line Civil Portion WorkB | SCHEDULE - 3C(ii) - Price Breakup for -Line Civil Portion WorkB | SCHEDULE - 3C(ii) - Price Breakup for -Line Civil Portion WorkB | SCHEDULE - 3C(ii) - Price Breakup for -Line Civil Portion WorkB | SCHEDULE - 3C(ii) - Price Breakup for -Line Civil Portion WorkB | SCHEDULE - 3C(ii) - Price Breakup for -Line Civil Portion WorkB | SCHEDULE - 3C(ii) - Price Breakup for -Line Civil Portion WorkB | SCHEDULE - 3C(ii) - Price Breakup for -Line Civil Portion WorkB | SCHEDULE - 3C(ii) - Price Breakup for -Line Civil Portion WorkB | SCHEDULE - 3C(ii) - Price Breakup for -Line Civil Portion WorkB | SCHEDULE - 3C(ii) - Price Breakup for -Line Civil Portion WorkB | SCHEDULE - 3C(ii) - Price Breakup for -Line Civil Portion WorkB | SCHEDULE - 3C(ii) - Price Breakup for -Line Civil Portion WorkB | SCHEDULE - 3C(ii) - Price Breakup for -Line Civil Portion WorkB | SCHEDULE - 3C(ii) - Price Breakup for -Line Civil Portion WorkB | SCHEDULE - 3C(ii) - Price Breakup for -Line Civil Portion WorkB | SCHEDULE - 3C(ii) - Price Breakup for -Line Civil Portion WorkB | SCHEDULE - 3C(ii) - Price Breakup for -Line Civil Portion WorkB | SCHEDULE - 3C(ii) - Price Breakup for -Line Civil Portion WorkB | SCHEDULE - 3C(ii) - Price Breakup for -Line Civil Portion WorkB | SCHEDULE - 3C(ii) - Price Breakup for -Line Civil Portion WorkB | SCHEDULE - 3C(ii) - Price Breakup for -Line Civil Portion WorkB | SCHEDULE - 3C(ii) - Price Breakup for -Line Civil Portion WorkB | SCHEDULE - 3C(ii) - Price Breakup for -Line Civil Portion WorkB | SCHEDULE - 3C(ii) - Price Breakup for -Line Civil Portion WorkB | SCHEDULE - 3C(ii) - Price Breakup for -Line Civil Portion WorkB | SCHEDULE - 3C(ii) - Price Breakup for -Line Civil Portion WorkB | SCHEDULE - 3C(ii) - Price Breakup for -Line Civil Portion WorkB | SCHEDULE - 3C(ii) - Price Breakup for -Line Civil Portion WorkB | SCHEDULE - 3C(ii) - Price Breakup for -Line Civil Portion WorkB | SCHEDULE - 3C(ii) - Price Breakup for -Line Civil Portion WorkB | SCHEDULE - 3C(ii) - Price Breakup for -Line Civil Portion WorkB | SCHEDULE - 3C(ii) - Price Breakup for -Line Civil Portion WorkB | SCHEDULE - 3C(ii) - Price Breakup for -Line Civil Portion WorkB | SCHEDULE - 3C(ii) - Price Breakup for -Line Civil Portion WorkB | SCHEDULE - 3C(ii) - Price Breakup for -Line Civil Portion WorkB | SCHEDULE - 3C(ii) - Price Breakup for -Line Civil Portion WorkB | SCHEDULE - 3C(ii) - Price Breakup for -Line Civil Portion WorkB | SCHEDULE - 3C(ii) - Price Breakup for -Line Civil Portion WorkB | SCHEDULE - 3C(ii) - Price Breakup for -Line Civil Portion WorkB | SCHEDULE - 3C(ii) - Price Breakup for -Line Civil Portion WorkB | SCHEDULE - 3C(ii) - Price Breakup for -Line Civil Portion WorkB | SCHEDULE - 3C(ii) - Price Breakup for -Line Civil Portion WorkB | SCHEDULE - 3C(ii) - Price Breakup for -Line Civil Portion WorkB | SCHEDULE - 3C(ii) - Price Breakup for -Line Civil Portion WorkB | SCHEDULE - 3C(ii) - Price Breakup for -Line Civil Portion WorkB | SCHEDULE - 3C(ii) - Price Breakup for -Line Civil Portion WorkB | SCHEDULE - 3C(ii) - Price Breakup for -Line Civil Portion WorkB | SCHEDULE - 3C(ii) - Price Breakup for -Line Civil Portion WorkB | SCHEDULE - 3C(ii) - Price Breakup for -Line Civil Portion WorkB | SCHEDULE - 3C(ii) - Price Breakup for -Line Civil Portion WorkB | SCHEDULE - 3C(ii) - Price Breakup for -Line Civil Portion WorkB | SCHEDULE - 3C(ii) - Price Breakup for -Line Civil Portion WorkB | SCHEDULE - 3C(ii) - Price Breakup for -Line Civil Portion WorkB | SCHEDULE - 3C(ii) - Price Breakup for -Line Civil Portion WorkB | SCHEDULE - 3C(ii) - Price Breakup for -Line Civil Portion WorkB | SCHEDULE - 3C(ii) - Price Breakup for -Line Civil Portion WorkB | SCHEDULE - 3C(ii) - Price Breakup for -Line Civil Portion WorkB | SCHEDULE - 3C(ii) - Price Breakup for -Line Civil Portion WorkB | SCHEDULE - 3C(ii) - Price Breakup for -Line Civil Portion WorkB | SCHEDULE - 3C(ii) - Price Breakup for -Line Civil Portion WorkB | SCHEDULE - 3C(ii) - Price Breakup for -Line Civil Portion WorkB | SCHEDULE - 3C(ii) - Price Breakup for -Line Civil Portion WorkB | SCHEDULE - 3C(ii) - Price Breakup for -Line Civil Portion WorkB | SCHEDULE - 3C(ii) - Price Breakup for -Line Civil Portion WorkB | SCHEDULE - 3C(ii) - Price Breakup for -Line Civil Portion WorkB | SCHEDULE - 3C(ii) - Price Breakup for -Line Civil Portion WorkB | SCHEDULE - 3C(ii) - Price Breakup for -Line Civil Portion WorkB | SCHEDULE - 3C(ii) - Price Breakup for -Line Civil Portion WorkB | SCHEDULE - 3C(ii) - Price Breakup for -Line Civil Portion WorkB | SCHEDULE - 3C(ii) - Price Breakup for -Line Civil Portion WorkB | SCHEDULE - 3C(ii) - Price Breakup for -Line Civil Portion WorkB | SCHEDULE - 3C(ii) - Price Breakup for -Line Civil Portion WorkB | SCHEDULE - 3C(ii) - Price Breakup for -Line Civil Portion WorkB | SCHEDULE - 3C(ii) - Price Breakup for -Line Civil Portion WorkB | SCHEDULE - 3C(ii) - Price Breakup for -Line Civil Portion WorkB | SCHEDULE - 3C(ii) - Price Breakup for -Line Civil Portion WorkB | SCHEDULE - 3C(ii) - Price Breakup for -Line Civil Portion WorkB | SCHEDULE - 3C(ii) - Price Breakup for -Line Civil Portion WorkB | SCHEDULE - 3C(ii) - Price Breakup for -Line Civil Portion WorkB | SCHEDULE - 3C(ii) - Price Breakup for -Line Civil Portion WorkB | SCHEDULE - 3C(ii) - Price Breakup for -Line Civil Portion WorkB | SCHEDULE - 3C(ii) - Price Breakup for -Line Civil Portion WorkB | SCHEDULE - 3C(ii) - Price Breakup for -Line Civil Portion WorkB | SCHEDULE - 3C(ii) - Price Breakup for -Line Civil Portion WorkB | SCHEDULE - 3C(ii) - Price Breakup for -Line Civil Portion WorkB | SCHEDULE - 3C(ii) - Price Breakup for -Line Civil Portion WorkB | SCHEDULE - 3C(ii) - Price Breakup for -Line Civil Portion WorkB | SCHEDULE - 3C(ii) - Price Breakup for -Line Civil Portion WorkB | SCHEDULE - 3C(ii) - Price Breakup for -Line Civil Portion WorkB | SCHEDULE - 3C(ii) - Price Breakup for -Line Civil Portion WorkB | SCHEDULE - 3C(ii) - Price Breakup for -Line Civil Portion WorkB | SCHEDULE - 3C(ii) - Price Breakup for -Line Civil Portion WorkB | SCHEDULE - 3C(ii) - Price Breakup for -Line Civil Portion WorkB | SCHEDULE - 3C(ii) - Price Breakup for -Line Civil Portion WorkB | SCHEDULE - 3C(ii) - Price Breakup for -Line Civil Portion WorkB | SCHEDULE - 3C(ii) - Price Breakup for -Line Civil Portion WorkB | SCHEDULE - 3C(ii) - Price Breakup for -Line Civil Portion WorkB | SCHEDULE - 3C(ii) - Price Breakup for -Line Civil Portion WorkB | SCHEDULE - 3C(ii) - Price Breakup for -Line Civil Portion WorkB | SCHEDULE - 3C(ii) - Price Breakup for -Line Civil Portion WorkB | SCHEDULE - 3C(ii) - Price Breakup for -Line Civil Portion WorkB | SCHEDULE - 3C(ii) - Price Breakup for -Line Civil Portion WorkB | SCHEDULE - 3C(ii) - Price Breakup for -Line Civil Portion WorkB | SCHEDULE - 3C(ii) - Price Breakup for -Line Civil Portion WorkB | SCHEDULE - 3C(ii) - Price Breakup for -Line Civil Portion WorkB | SCHEDULE - 3C(ii) - Price Breakup for -Line Civil Portion WorkB | SCHEDULE - 3C(ii) - Price Breakup for -Line Civil Portion WorkB | SCHEDULE - 3C(ii) - Price Breakup for -Line Civil Portion WorkB | SCHEDULE - 3C(ii) - Price Breakup for -Line Civil Portion WorkB | SCHEDULE - 3C(ii) - Price Breakup for -Line Civil Portion WorkB | SCHEDULE - 3C(ii) - Price Breakup for -Line Civil Portion WorkB | SCHEDULE - 3C(ii) - Price Breakup for -Line Civil Portion WorkB | SCHEDULE - 3C(ii) - Price Breakup for -Line Civil Portion WorkB | SCHEDULE - 3C(ii) - Price Breakup for -Line Civil Portion WorkB | SCHEDULE - 3C(ii) - Price Breakup for -Line Civil Portion WorkB | SCHEDULE - 3C(ii) - Price Breakup for -Line Civil Portion WorkB | SCHEDULE - 3C(ii) - Price Breakup for -Line Civil Portion WorkB | SCHEDULE - 3C(ii) - Price Breakup for -Line Civil Portion WorkB | SCHEDULE - 3C(ii) - Price Breakup for -Line Civil Portion WorkB | SCHEDULE - 3C(ii) - Price Breakup for -Line Civil Portion WorkB | SCHEDULE - 3C(ii) - Price Breakup for -Line Civil Portion WorkB | SCHEDULE - 3C(ii) - Price Breakup for -Line Civil Portion WorkB | SCHEDULE - 3C(ii) - Price Breakup for -Line Civil Portion WorkB | SCHEDULE - 3C(ii) - Price Breakup for -Line Civil Portion WorkB | SCHEDULE - 3C(ii) - Price Breakup for -Line Civil Portion WorkB | SCHEDULE - 3C(ii) - Price Breakup for -Line Civil Portion WorkB | SCHEDULE - 3C(ii) - Price Breakup for -Line Civil Portion WorkB | SCHEDULE - 3C(ii) - Price Breakup for -Line Civil Portion WorkB | SCHEDULE - 3C(ii) - Price Breakup for -Line Civil Portion WorkB | SCHEDULE - 3C(ii) - Price Breakup for -Line Civil Portion WorkB | SCHEDULE - 3C(ii) - Price Breakup for -Line Civil Portion WorkB | SCHEDULE - 3C(ii) - Price Breakup for -Line Civil Portion WorkB | SCHEDULE - 3C(ii) - Price Breakup for -Line Civil Portion WorkB | SCHEDULE - 3C(ii) - Price Breakup for -Line Civil Portion WorkB | SCHEDULE - 3C(ii) - Price Breakup for -Line Civil Portion WorkB | SCHEDULE - 3C(ii) - Price Breakup for -Line Civil Portion WorkB | SCHEDULE - 3C(ii) - Price Breakup for -Line Civil Portion WorkB | SCHEDULE - 3C(ii) - Price Breakup for -Line Civil Portion WorkB | SCHEDULE - 3C(ii) - Price Breakup for -Line Civil Portion WorkB | SCHEDULE - 3C(ii) - Price Breakup for -Line Civil Portion WorkB | SCHEDULE - 3C(ii) - Price Breakup for -Line Civil Portion WorkB | SCHEDULE - 3C(ii) - Price Breakup for -Line Civil Portion WorkB | SCHEDULE - 3C(ii) - Price Breakup for -Line Civil Portion WorkB | SCHEDULE - 3C(ii) - Price Breakup for -Line Civil Portion WorkB | SCHEDULE - 3C(ii) - Price Breakup for -Line Civil Portion WorkB | SCHEDULE - 3C(ii) - Price Breakup for -Line Civil Portion WorkB | SCHEDULE - 3C(ii) - Price Breakup for -Line Civil Portion WorkB | SCHEDULE - 3C(ii) - Price Breakup for -Line Civil Portion WorkB | SCHEDULE - 3C(ii) - Price Breakup for -Line Civil Portion WorkB | SCHEDULE - 3C(ii) - Price Breakup for -Line Civil Portion WorkB | SCHEDULE - 3C(ii) - Price Breakup for -Line Civil Portion WorkB | SCHEDULE - 3C(ii) - Price Breakup for -Line Civil Portion WorkB | SCHEDULE - 3C(ii) - Price Breakup for -Line Civil Portion WorkB | SCHEDULE - 3C(ii) - Price Breakup for -Line Civil Portion WorkB | SCHEDULE - 3C(ii) - Price Breakup for -Line Civil Portion WorkB | SCHEDULE - 3C(ii) - Price Breakup for -Line Civil Portion WorkB | SCHEDULE - 3C(ii) - Price Breakup for -Line Civil Portion WorkB | SCHEDULE - 3C(ii) - Price Breakup for -Line Civil Portion WorkB | SCHEDULE - 3C(ii) - Price Breakup for -Line Civil Portion WorkB | SCHEDULE - 3C(ii) - Price Breakup for -Line Civil Portion WorkB | SCHEDULE - 3C(ii) - Price Breakup for -Line Civil Portion WorkB | SCHEDULE - 3C(ii) - Price Breakup for -Line Civil Portion WorkB | SCHEDULE - 3C(ii) - Price Breakup for -Line Civil Portion WorkB | SCHEDULE - 3C(ii) - Price Breakup for -Line Civil Portion WorkB | SCHEDULE - 3C(ii) - Price Breakup for -Line Civil Portion WorkB | SCHEDULE - 3C(ii) - Price Breakup for -Line Civil Portion WorkB | SCHEDULE - 3C(ii) - Price Breakup for -Line Civil Portion WorkB | SCHEDULE - 3C(ii) - Price Breakup for -Line Civil Portion WorkB | SCHEDULE - 3C(ii) - Price Breakup for -Line Civil Portion WorkB | SCHEDULE - 3C(ii) - Price Breakup for -Line Civil Portion WorkB | SCHEDULE - 3C(ii) - Price Breakup for -Line Civil Portion WorkB | SCHEDULE - 3C(ii) - Price Breakup for -Line Civil Portion WorkB | SCHEDULE - 3C(ii) - Price Breakup for -Line Civil Portion WorkB | SCHEDULE - 3C(ii) - Price Breakup for -Line Civil Portion WorkB | SCHEDULE - 3C(ii) - Price Breakup for -Line Civil Portion WorkB | SCHEDULE - 3C(ii) - Price Breakup for -Line Civil Portion WorkB | SCHEDULE - 3C(ii) - Price Breakup for -Line Civil Portion WorkB | SCHEDULE - 3C(ii) - Price Breakup for -Line Civil Portion WorkB | SCHEDULE - 3C(ii) - Price Breakup for -Line Civil Portion WorkB | SCHEDULE - 3C(ii) - Price Breakup for -Line Civil Portion WorkB | SCHEDULE - 3C(ii) - Price Breakup for -Line Civil Portion WorkB | SCHEDULE - 3C(ii) - Price Breakup for -Line Civil Portion WorkB | SCHEDULE - 3C(ii) - Price Breakup for -Line Civil Portion WorkB | SCHEDULE - 3C(ii) - Price Breakup for -Line Civil Portion WorkB | SCHEDULE - 3C(ii) - Price Breakup for -Line Civil Portion WorkB | SCHEDULE - 3C(ii) - Price Breakup for -Line Civil Portion WorkB | SCHEDULE - 3C(ii) - Price Breakup for -Line Civil Portion WorkB | SCHEDULE - 3C(ii) - Price Breakup for -Line Civil Portion WorkB | SCHEDULE - 3C(ii) - Price Breakup for -Line Civil Portion WorkB | SCHEDULE - 3C(ii) - Price Breakup for -Line Civil Portion WorkB | SCHEDULE - 3C(ii) - Price Breakup for -Line Civil Portion WorkB | SCHEDULE - 3C(ii) - Price Breakup for -Line Civil Portion WorkB | SCHEDULE - 3C(ii) - Price Breakup for -Line Civil Portion WorkB | SCHEDULE - 3C(ii) - Price Breakup for -Line Civil Portion WorkB | SCHEDULE - 3C(ii) - Price Breakup for -Line Civil Portion WorkB | SCHEDULE - 3C(ii) - Price Breakup for -Line Civil Portion WorkB | SCHEDULE - 3C(ii) - Price Breakup for -Line Civil Portion WorkB | SCHEDULE - 3C(ii) - Price Breakup for -Line Civil Portion WorkB | SCHEDULE - 3C(ii) - Price Breakup for -Line Civil Portion WorkB | SCHEDULE - 3C(ii) - Price Breakup for -Line Civil Portion WorkB | SCHEDULE - 3C(ii) - Price Breakup for -Line Civil Portion WorkB | SCHEDULE - 3C(ii) - Price Breakup for -Line Civil Portion WorkB | SCHEDULE - 3C(ii) - Price Breakup for -Line Civil Portion WorkB | SCHEDULE - 3C(ii) - Price Breakup for -Line Civil Portion WorkB | SCHEDULE - 3C(ii) - Price Breakup for -Line Civil Portion WorkB | SCHEDULE - 3C(ii) - Price Breakup for -Line Civil Portion WorkB | SCHEDULE - 3C(ii) - Price Breakup for -Line Civil Portion WorkB | SCHEDULE - 3C(ii) - Price Breakup for -Line Civil Portion WorkB | SCHEDULE - 3C(ii) - Price Breakup for -Line Civil Portion WorkB | SCHEDULE - 3C(ii) - Price Breakup for -Line Civil Portion WorkB | SCHEDULE - 3C(ii) - Price Breakup for -Line Civil Portion WorkB | SCHEDULE - 3C(ii) - Price Breakup for -Line Civil Portion WorkB | SCHEDULE - 3C(ii) - Price Breakup for -Line Civil Portion WorkB | SCHEDULE - 3C(ii) - Price Breakup for -Line Civil Portion WorkB | SCHEDULE - 3C(ii) - Price Breakup for -Line Civil Portion WorkB | SCHEDULE - 3C(ii) - Price Breakup for -Line Civil Portion WorkB | SCHEDULE - 3C(ii) - Price Breakup for -Line Civil Portion WorkB | SCHEDULE - 3C(ii) - Price Breakup for -Line Civil Portion WorkB | SCHEDULE - 3C(ii) - Price Breakup for -Line Civil Portion WorkB | SCHEDULE - 3C(ii) - Price Breakup for -Line Civil Portion WorkB | SCHEDULE - 3C(ii) - Price Breakup for -Line Civil Portion WorkB | SCHEDULE - 3C(ii) - Price Breakup for -Line Civil Portion WorkB | SCHEDULE - 3C(ii) - Price Breakup for -Line Civil Portion WorkB | SCHEDULE - 3C(ii) - Price Breakup for -Line Civil Portion WorkB | SCHEDULE - 3C(ii) - Price Breakup for -Line Civil Portion WorkB | SCHEDULE - 3C(ii) - Price Breakup for -Line Civil Portion WorkB | SCHEDULE - 3C(ii) - Price Breakup for -Line Civil Portion WorkB | SCHEDULE - 3C(ii) - Price Breakup for -Line Civil Portion WorkB | SCHEDULE - 3C(ii) - Price Breakup for -Line Civil Portion WorkB | SCHEDULE - 3C(ii) - Price Breakup for -Line Civil Portion WorkB | SCHEDULE - 3C(ii) - Price Breakup for -Line Civil Portion WorkB | SCHEDULE - 3C(ii) - Price Breakup for -Line Civil Portion WorkB | SCHEDULE - 3C(ii) - Price Breakup for -Line Civil Portion WorkB | SCHEDULE - 3C(ii) - Price Breakup for -Line Civil Portion WorkB | SCHEDULE - 3C(ii) - Price Breakup for -Line Civil Portion WorkB | SCHEDULE - 3C(ii) - Price Breakup for -Line Civil Portion WorkB | SCHEDULE - 3C(ii) - Price Breakup for -Line Civil Portion WorkB | SCHEDULE - 3C(ii) - Price Breakup for -Line Civil Portion WorkB | SCHEDULE - 3C(ii) - Price Breakup for -Line Civil Portion WorkB | SCHEDULE - 3C(ii) - Price Breakup for -Line Civil Portion WorkB | SCHEDULE - 3C(ii) - Price Breakup for -Line Civil Portion WorkB | SCHEDULE - 3C(ii) - Price Breakup for -Line Civil Portion WorkB | SCHEDULE - 3C(ii) - Price Breakup for -Line Civil Portion WorkB | SCHEDULE - 3C(ii) - Price Breakup for -Line Civil Portion WorkB | SCHEDULE - 3C(ii) - Price Breakup for -Line Civil Portion WorkB | SCHEDULE - 3C(ii) - Price Breakup for -Line Civil Portion WorkB | SCHEDULE - 3C(ii) - Price Breakup for -Line Civil Portion WorkB | SCHEDULE - 3C(ii) - Price Breakup for -Line Civil Portion WorkB | SCHEDULE - 3C(ii) - Price Breakup for -Line Civil Portion WorkB | SCHEDULE - 3C(ii) - Price Breakup for -Line Civil Portion WorkB | SCHEDULE - 3C(ii) - Price Breakup for -Line Civil Portion WorkB | SCHEDULE - 3C(ii) - Price Breakup for -Line Civil Portion WorkB | SCHEDULE - 3C(ii) - Price Breakup for -Line Civil Portion WorkB | SCHEDULE - 3C(ii) - Price Breakup for -Line Civil Portion WorkB | SCHEDULE - 3C(ii) - Price Breakup for -Line Civil Portion WorkB | SCHEDULE - 3C(ii) - Price Breakup for -Line Civil Portion WorkB | SCHEDULE - 3C(ii) - Price Breakup for -Line Civil Portion WorkB | SCHEDULE - 3C(ii) - Price Breakup for -Line Civil Portion WorkB | SCHEDULE - 3C(ii) - Price Breakup for -Line Civil Portion WorkB | SCHEDULE - 3C(ii) - Price Breakup for -Line Civil Portion WorkB | SCHEDULE - 3C(ii) - Price Breakup for -Line Civil Portion WorkB | SCHEDULE - 3C(ii) - Price Breakup for -Line Civil Portion WorkB | SCHEDULE - 3C(ii) - Price Breakup for -Line Civil Portion WorkB | SCHEDULE - 3C(ii) - Price Breakup for -Line Civil Portion WorkB | SCHEDULE - 3C(ii) - Price Breakup for -Line Civil Portion WorkB | SCHEDULE - 3C(ii) - Price Breakup for -Line Civil Portion WorkB | SCHEDULE - 3C(ii) - Price Breakup for -Line Civil Portion WorkB | SCHEDULE - 3C(ii) - Price Breakup for -Line Civil Portion WorkB | SCHEDULE - 3C(ii) - Price Breakup for -Line Civil Portion WorkB | SCHEDULE - 3C(ii) - Price Breakup for -Line Civil Portion WorkB | SCHEDULE - 3C(ii) - Price Breakup for -Line Civil Portion WorkB | SCHEDULE - 3C(ii) - Price Breakup for -Line Civil Portion WorkB | SCHEDULE - 3C(ii) - Price Breakup for -Line Civil Portion WorkB | SCHEDULE - 3C(ii) - Price Breakup for -Line Civil Portion WorkB | SCHEDULE - 3C(ii) - Price Breakup for -Line Civil Portion WorkB | SCHEDULE - 3C(ii) - Price Breakup for -Line Civil Portion WorkB | SCHEDULE - 3C(ii) - Price Breakup for -Line Civil Portion WorkB | SCHEDULE - 3C(ii) - Price Breakup for -Line Civil Portion WorkB | SCHEDULE - 3C(ii) - Price Breakup for -Line Civil Portion WorkB | SCHEDULE - 3C(ii) - Price Breakup for -Line Civil Portion WorkB | SCHEDULE - 3C(ii) - Price Breakup for -Line Civil Portion WorkB | SCHEDULE - 3C(ii) - Price Breakup for -Line Civil Portion WorkB | SCHEDULE - 3C(ii) - Price Breakup for -Line Civil Portion WorkB | SCHEDULE - 3C(ii) - Price Breakup for -Line Civil Portion WorkB | SCHEDULE - 3C(ii) - Price Breakup for -Line Civil Portion WorkB | SCHEDULE - 3C(ii) - Price Breakup for -Line Civil Portion WorkB | SCHEDULE - 3C(ii) - Price Breakup for -Line Civil Portion WorkB | SCHEDULE - 3C(ii) - Price Breakup for -Line Civil Portion WorkB | SCHEDULE - 3C(ii) - Price Breakup for -Line Civil Portion WorkB | SCHEDULE - 3C(ii) - Price Breakup for -Line Civil Portion WorkB | SCHEDULE - 3C(ii) - Price Breakup for -Line Civil Portion WorkB | SCHEDULE - 3C(ii) - Price Breakup for -Line Civil Portion WorkB | SCHEDULE - 3C(ii) - Price Breakup for -Line Civil Portion WorkB | SCHEDULE - 3C(ii) - Price Breakup for -Line Civil Portion WorkB | SCHEDULE - 3C(ii) - Price Breakup for -Line Civil Portion WorkB | SCHEDULE - 3C(ii) - Price Breakup for -Line Civil Portion WorkB | SCHEDULE - 3C(ii) - Price Breakup for -Line Civil Portion WorkB | SCHEDULE - 3C(ii) - Price Breakup for -Line Civil Portion WorkB | SCHEDULE - 3C(ii) - Price Breakup for -Line Civil Portion WorkB | SCHEDULE - 3C(ii) - Price Breakup for -Line Civil Portion WorkB | SCHEDULE - 3C(ii) - Price Breakup for -Line Civil Portion WorkB | SCHEDULE - 3C(ii) - Price Breakup for -Line Civil Portion WorkB | SCHEDULE - 3C(ii) - Price Breakup for -Line Civil Portion WorkB | SCHEDULE - 3C(ii) - Price Breakup for -Line Civil Portion WorkB | SCHEDULE - 3C(ii) - Price Breakup for -Line Civil Portion WorkB | SCHEDULE - 3C(ii) - Price Breakup for -Line Civil Portion WorkB | SCHEDULE - 3C(ii) - Price Breakup for -Line Civil Portion WorkB | SCHEDULE - 3C(ii) - Price Breakup for -Line Civil Portion WorkB | SCHEDULE - 3C(ii) - Price Breakup for -Line Civil Portion WorkB | SCHEDULE - 3C(ii) - Price Breakup for -Line Civil Portion WorkB | SCHEDULE - 3C(ii) - Price Breakup for -Line Civil Portion WorkB | SCHEDULE - 3C(ii) - Price Breakup for -Line Civil Portion WorkB | SCHEDULE - 3C(ii) - Price Breakup for -Line Civil Portion WorkB | SCHEDULE - 3C(ii) - Price Breakup for -Line Civil Portion WorkB | SCHEDULE - 3C(ii) - Price Breakup for -Line Civil Portion WorkB | SCHEDULE - 3C(ii) - Price Breakup for -Line Civil Portion WorkB | SCHEDULE - 3C(ii) - Price Breakup for -Line Civil Portion WorkB | SCHEDULE - 3C(ii) - Price Breakup for -Line Civil Portion WorkB | SCHEDULE - 3C(ii) - Price Breakup for -Line Civil Portion WorkB | SCHEDULE - 3C(ii) - Price Breakup for -Line Civil Portion WorkB | SCHEDULE - 3C(ii) - Price Breakup for -Line Civil Portion WorkB | SCHEDULE - 3C(ii) - Price Breakup for -Line Civil Portion WorkB | SCHEDULE - 3C(ii) - Price Breakup for -Line Civil Portion WorkB | SCHEDULE - 3C(ii) - Price Breakup for -Line Civil Portion WorkB | SCHEDULE - 3C(ii) - Price Breakup for -Line Civil Portion WorkB | SCHEDULE - 3C(ii) - Price Breakup for -Line Civil Portion WorkB | SCHEDULE - 3C(ii) - Price Breakup for -Line Civil Portion WorkB | SCHEDULE - 3C(ii) - Price Breakup for -Line Civil Portion WorkB | SCHEDULE - 3C(ii) - Price Breakup for -Line Civil Portion WorkB | SCHEDULE - 3C(ii) - Price Breakup for -Line Civil Portion WorkB | SCHEDULE - 3C(ii) - Price Breakup for -Line Civil Portion WorkB | SCHEDULE - 3C(ii) - Price Breakup for -Line Civil Portion WorkB | SCHEDULE - 3C(ii) - Price Breakup for -Line Civil Portion WorkB | SCHEDULE - 3C(ii) - Price Breakup for -Line Civil Portion WorkB | SCHEDULE - 3C(ii) - Price Breakup for -Line Civil Portion WorkB | SCHEDULE - 3C(ii) - Price Breakup for -Line Civil Portion WorkB | SCHEDULE - 3C(ii) - Price Breakup for -Line Civil Portion WorkB | SCHEDULE - 3C(ii) - Price Breakup for -Line Civil Portion WorkB | SCHEDULE - 3C(ii) - Price Breakup for -Line Civil Portion WorkB | SCHEDULE - 3C(ii) - Price Breakup for -Line Civil Portion WorkB | SCHEDULE - 3C(ii) - Price Breakup for -Line Civil Portion WorkB | SCHEDULE - 3C(ii) - Price Breakup for -Line Civil Portion WorkB | SCHEDULE - 3C(ii) - Price Breakup for -Line Civil Portion WorkB | SCHEDULE - 3C(ii) - Price Breakup for -Line Civil Portion WorkB | SCHEDULE - 3C(ii) - Price Breakup for -Line Civil Portion WorkB | SCHEDULE - 3C(ii) - Price Breakup for -Line Civil Portion WorkB | SCHEDULE - 3C(ii) - Price Breakup for -Line Civil Portion WorkB | SCHEDULE - 3C(ii) - Price Breakup for -Line Civil Portion WorkB | SCHEDULE - 3C(ii) - Price Breakup for -Line Civil Portion WorkB | SCHEDULE - 3C(ii) - Price Breakup for -Line Civil Portion WorkB | SCHEDULE - 3C(ii) - Price Breakup for -Line Civil Portion WorkB | SCHEDULE - 3C(ii) - Price Breakup for -Line Civil Portion WorkB | SCHEDULE - 3C(ii) - Price Breakup for -Line Civil Portion WorkB | SCHEDULE - 3C(ii) - Price Breakup for -Line Civil Portion WorkB | SCHEDULE - 3C(ii) - Price Breakup for -Line Civil Portion WorkB | SCHEDULE - 3C(ii) - Price Breakup for -Line Civil Portion WorkB | SCHEDULE - 3C(ii) - Price Breakup for -Line Civil Portion WorkB | SCHEDULE - 3C(ii) - Price Breakup for -Line Civil Portion WorkB | SCHEDULE - 3C(ii) - Price Breakup for -Line Civil Portion WorkB | SCHEDULE - 3C(ii) - Price Breakup for -Line Civil Portion WorkB | SCHEDULE - 3C(ii) - Price Breakup for -Line Civil Portion WorkB | SCHEDULE - 3C(ii) - Price Breakup for -Line Civil Portion WorkB | SCHEDULE - 3C(ii) - Price Breakup for -Line Civil Portion WorkB | SCHEDULE - 3C(ii) - Price Breakup for -Line Civil Portion WorkB | SCHEDULE - 3C(ii) - Price Breakup for -Line Civil Portion WorkB | SCHEDULE - 3C(ii) - Price Breakup for -Line Civil Portion WorkB | SCHEDULE - 3C(ii) - Price Breakup for -Line Civil Portion WorkB | SCHEDULE - 3C(ii) - Price Breakup for -Line Civil Portion WorkB | SCHEDULE - 3C(ii) - Price Breakup for -Line Civil Portion WorkB | SCHEDULE - 3C(ii) - Price Breakup for -Line Civil Portion WorkB | SCHEDULE - 3C(ii) - Price Breakup for -Line Civil Portion WorkB | SCHEDULE - 3C(ii) - Price Breakup for -Line Civil Portion WorkB | SCHEDULE - 3C(ii) - Price Breakup for -Line Civil Portion WorkB | SCHEDULE - 3C(ii) - Price Breakup for -Line Civil Portion WorkB | SCHEDULE - 3C(ii) - Price Breakup for -Line Civil Portion WorkB | SCHEDULE - 3C(ii) - Price Breakup for -Line Civil Portion WorkB | SCHEDULE - 3C(ii) - Price Breakup for -Line Civil Portion WorkB | SCHEDULE - 3C(ii) - Price Breakup for -Line Civil Portion WorkB | SCHEDULE - 3C(ii) - Price Breakup for -Line Civil Portion WorkB | SCHEDULE - 3C(ii) - Price Breakup for -Line Civil Portion WorkB | SCHEDULE - 3C(ii) - Price Breakup for -Line Civil Portion WorkB | SCHEDULE - 3C(ii) - Price Breakup for -Line Civil Portion WorkB | SCHEDULE - 3C(ii) - Price Breakup for -Line Civil Portion WorkB | SCHEDULE - 3C(ii) - Price Breakup for -Line Civil Portion WorkB | SCHEDULE - 3C(ii) - Price Breakup for -Line Civil Portion WorkB | SCHEDULE - 3C(ii) - Price Breakup for -Line Civil Portion WorkB | SCHEDULE - 3C(ii) - Price Breakup for -Line Civil Portion WorkB | SCHEDULE - 3C(ii) - Price Breakup for -Line Civil Portion WorkB | SCHEDULE - 3C(ii) - Price Breakup for -Line Civil Portion WorkB | SCHEDULE - 3C(ii) - Price Breakup for -Line Civil Portion WorkB | SCHEDULE - 3C(ii) - Price Breakup for -Line Civil Portion WorkB | SCHEDULE - 3C(ii) - Price Breakup for -Line Civil Portion WorkB | SCHEDULE - 3C(ii) - Price Breakup for -Line Civil Portion WorkB | SCHEDULE - 3C(ii) - Price Breakup for -Line Civil Portion WorkB | SCHEDULE - 3C(ii) - Price Breakup for -Line Civil Portion WorkB | SCHEDULE - 3C(ii) - Price Breakup for -Line Civil Portion WorkB | SCHEDULE - 3C(ii) - Price Breakup for -Line Civil Portion WorkB | SCHEDULE - 3C(ii) - Price Breakup for -Line Civil Portion WorkB | SCHEDULE - 3C(ii) - Price Breakup for -Line Civil Portion WorkB | SCHEDULE - 3C(ii) - Price Breakup for -Line Civil Portion WorkB | SCHEDULE - 3C(ii) - Price Breakup for -Line Civil Portion WorkB | SCHEDULE - 3C(ii) - Price Breakup for -Line Civil Portion WorkB | SCHEDULE - 3C(ii) - Price Breakup for -Line Civil Portion WorkB | SCHEDULE - 3C(ii) - Price Breakup for -Line Civil Portion WorkB | SCHEDULE - 3C(ii) - Price Breakup for -Line Civil Portion WorkB | SCHEDULE - 3C(ii) - Price Breakup for -Line Civil Portion WorkB | SCHEDULE - 3C(ii) - Price Breakup for -Line Civil Portion WorkB | SCHEDULE - 3C(ii) - Price Breakup for -Line Civil Portion WorkB | SCHEDULE - 3C(ii) - Price Breakup for -Line Civil Portion WorkB | SCHEDULE - 3C(ii) - Price Breakup for -Line Civil Portion WorkB | SCHEDULE - 3C(ii) - Price Breakup for -Line Civil Portion WorkB | SCHEDULE - 3C(ii) - Price Breakup for -Line Civil Portion WorkB | SCHEDULE - 3C(ii) - Price Breakup for -Line Civil Portion WorkB | SCHEDULE - 3C(ii) - Price Breakup for -Line Civil Portion WorkB | SCHEDULE - 3C(ii) - Price Breakup for -Line Civil Portion WorkB | SCHEDULE - 3C(ii) - Price Breakup for -Line Civil Portion WorkB | SCHEDULE - 3C(ii) - Price Breakup for -Line Civil Portion WorkB | SCHEDULE - 3C(ii) - Price Breakup for -Line Civil Portion WorkB | SCHEDULE - 3C(ii) - Price Breakup for -Line Civil Portion WorkB | SCHEDULE - 3C(ii) - Price Breakup for -Line Civil Portion WorkB | SCHEDULE - 3C(ii) - Price Breakup for -Line Civil Portion WorkB | SCHEDULE - 3C(ii) - Price Breakup for -Line Civil Portion WorkB | SCHEDULE - 3C(ii) - Price Breakup for -Line Civil Portion WorkB | SCHEDULE - 3C(ii) - Price Breakup for -Line Civil Portion WorkB | SCHEDULE - 3C(ii) - Price Breakup for -Line Civil Portion WorkB | SCHEDULE - 3C(ii) - Price Breakup for -Line Civil Portion WorkB | SCHEDULE - 3C(ii) - Price Breakup for -Line Civil Portion WorkB | SCHEDULE - 3C(ii) - Price Breakup for -Line Civil Portion WorkB | SCHEDULE - 3C(ii) - Price Breakup for -Line Civil Portion WorkB | SCHEDULE - 3C(ii) - Price Breakup for -Line Civil Portion WorkB | SCHEDULE - 3C(ii) - Price Breakup for -Line Civil Portion WorkB | SCHEDULE - 3C(ii) - Price Breakup for -Line Civil Portion WorkB | SCHEDULE - 3C(ii) - Price Breakup for -Line Civil Portion WorkB | SCHEDULE - 3C(ii) - Price Breakup for -Line Civil Portion WorkB | SCHEDULE - 3C(ii) - Price Breakup for -Line Civil Portion WorkB | SCHEDULE - 3C(ii) - Price Breakup for -Line Civil Portion WorkB | SCHEDULE - 3C(ii) - Price Breakup for -Line Civil Portion WorkB | SCHEDULE - 3C(ii) - Price Breakup for -Line Civil Portion WorkB | SCHEDULE - 3C(ii) - Price Breakup for -Line Civil Portion WorkB | SCHEDULE - 3C(ii) - Price Breakup for -Line Civil Portion WorkB | SCHEDULE - 3C(ii) - Price Breakup for -Line Civil Portion WorkB | SCHEDULE - 3C(ii) - Price Breakup for -Line Civil Portion WorkB | SCHEDULE - 3C(ii) - Price Breakup for -Line Civil Portion WorkB | SCHEDULE - 3C(ii) - Price Breakup for -Line Civil Portion WorkB | SCHEDULE - 3C(ii) - Price Breakup for -Line Civil Portion WorkB | SCHEDULE - 3C(ii) - Price Breakup for -Line Civil Portion WorkB | SCHEDULE - 3C(ii) - Price Breakup for -Line Civil Portion WorkB | SCHEDULE - 3C(ii) - Price Breakup for -Line Civil Portion WorkB | SCHEDULE - 3C(ii) - Price Breakup for -Line Civil Portion WorkB | SCHEDULE - 3C(ii) - Price Breakup for -Line Civil Portion WorkB | SCHEDULE - 3C(ii) - Price Breakup for -Line Civil Portion WorkB | SCHEDULE - 3C(ii) - Price Breakup for -Line Civil Portion WorkB | SCHEDULE - 3C(ii) - Price Breakup for -Line Civil Portion WorkB | SCHEDULE - 3C(ii) - Price Breakup for -Line Civil Portion WorkB | SCHEDULE - 3C(ii) - Price Breakup for -Line Civil Portion WorkB | SCHEDULE - 3C(ii) - Price Breakup for -Line Civil Portion WorkB | SCHEDULE - 3C(ii) - Price Breakup for -Line Civil Portion WorkB | SCHEDULE - 3C(ii) - Price Breakup for -Line Civil Portion WorkB | SCHEDULE - 3C(ii) - Price Breakup for -Line Civil Portion WorkB | SCHEDULE - 3C(ii) - Price Breakup for -Line Civil Portion WorkB | SCHEDULE - 3C(ii) - Price Breakup for -Line Civil Portion WorkB | SCHEDULE - 3C(ii) - Price Breakup for -Line Civil Portion WorkB | SCHEDULE - 3C(ii) - Price Breakup for -Line Civil Portion WorkB | SCHEDULE - 3C(ii) - Price Breakup for -Line Civil Portion WorkB | SCHEDULE - 3C(ii) - Price Breakup for -Line Civil Portion WorkB | SCHEDULE - 3C(ii) - Price Breakup for -Line Civil Portion WorkB | SCHEDULE - 3C(ii) - Price Breakup for -Line Civil Portion WorkB | SCHEDULE - 3C(ii) - Price Breakup for -Line Civil Portion WorkB | SCHEDULE - 3C(ii) - Price Breakup for -Line Civil Portion WorkB | SCHEDULE - 3C(ii) - Price Breakup for -Line Civil Portion WorkB | SCHEDULE - 3C(ii) - Price Breakup for -Line Civil Portion WorkB | SCHEDULE - 3C(ii) - Price Breakup for -Line Civil Portion WorkB | SCHEDULE - 3C(ii) - Price Breakup for -Line Civil Portion WorkB | SCHEDULE - 3C(ii) - Price Breakup for -Line Civil Portion WorkB | SCHEDULE - 3C(ii) - Price Breakup for -Line Civil Portion WorkB | SCHEDULE - 3C(ii) - Price Breakup for -Line Civil Portion WorkB | SCHEDULE - 3C(ii) - Price Breakup for -Line Civil Portion WorkB | SCHEDULE - 3C(ii) - Price Breakup for -Line Civil Portion WorkB | SCHEDULE - 3C(ii) - Price Breakup for -Line Civil Portion WorkB | SCHEDULE - 3C(ii) - Price Breakup for -Line Civil Portion WorkB | SCHEDULE - 3C(ii) - Price Breakup for -Line Civil Portion WorkB | SCHEDULE - 3C(ii) - Price Breakup for -Line Civil Portion WorkB | SCHEDULE - 3C(ii) - Price Breakup for -Line Civil Portion WorkB | SCHEDULE - 3C(ii) - Price Breakup for -Line Civil Portion WorkB | SCHEDULE - 3C(ii) - Price Breakup for -Line Civil Portion WorkB | SCHEDULE - 3C(ii) - Price Breakup for -Line Civil Portion WorkB | SCHEDULE - 3C(ii) - Price Breakup for -Line Civil Portion WorkB | SCHEDULE - 3C(ii) - Price Breakup for -Line Civil Portion WorkB | SCHEDULE - 3C(ii) - Price Breakup for -Line Civil Portion WorkB | SCHEDULE - 3C(ii) - Price Breakup for -Line Civil Portion WorkB | SCHEDULE - 3C(ii) - Price Breakup for -Line Civil Portion WorkB | SCHEDULE - 3C(ii) - Price Breakup for -Line Civil Portion WorkB | SCHEDULE - 3C(ii) - Price Breakup for -Line Civil Portion WorkB | SCHEDULE - 3C(ii) - Price Breakup for -Line Civil Portion WorkB | SCHEDULE - 3C(ii) - Price Breakup for -Line Civil Portion WorkB | SCHEDULE - 3C(ii) - Price Breakup for -Line Civil Portion WorkB | SCHEDULE - 3C(ii) - Price Breakup for -Line Civil Portion WorkB | SCHEDULE - 3C(ii) - Price Breakup for -Line Civil Portion WorkB | SCHEDULE - 3C(ii) - Price Breakup for -Line Civil Portion WorkB | SCHEDULE - 3C(ii) - Price Breakup for -Line Civil Portion WorkB | SCHEDULE - 3C(ii) - Price Breakup for -Line Civil Portion WorkB | SCHEDULE - 3C(ii) - Price Breakup for -Line Civil Portion WorkB | SCHEDULE - 3C(ii) - Price Breakup for -Line Civil Portion WorkB | SCHEDULE - 3C(ii) - Price Breakup for -Line Civil Portion WorkB | SCHEDULE - 3C(ii) - Price Breakup for -Line Civil Portion WorkB | SCHEDULE - 3C(ii) - Price Breakup for -Line Civil Portion WorkB | SCHEDULE - 3C(ii) - Price Breakup for -Line Civil Portion WorkB | SCHEDULE - 3C(ii) - Price Breakup for -Line Civil Portion WorkB | SCHEDULE - 3C(ii) - Price Breakup for -Line Civil Portion WorkB | SCHEDULE - 3C(ii) - Price Breakup for -Line Civil Portion WorkB | SCHEDULE - 3C(ii) - Price Breakup for -Line Civil Portion WorkB | SCHEDULE - 3C(ii) - Price Breakup for -Line Civil Portion WorkB | SCHEDULE - 3C(ii) - Price Breakup for -Line Civil Portion WorkB | SCHEDULE - 3C(ii) - Price Breakup for -Line Civil Portion WorkB | SCHEDULE - 3C(ii) - Price Breakup for -Line Civil Portion WorkB | SCHEDULE - 3C(ii) - Price Breakup for -Line Civil Portion WorkB | SCHEDULE - 3C(ii) - Price Breakup for -Line Civil Portion WorkB | SCHEDULE - 3C(ii) - Price Breakup for -Line Civil Portion WorkB | SCHEDULE - 3C(ii) - Price Breakup for -Line Civil Portion WorkB | SCHEDULE - 3C(ii) - Price Breakup for -Line Civil Portion WorkB | SCHEDULE - 3C(ii) - Price Breakup for -Line Civil Portion WorkB | SCHEDULE - 3C(ii) - Price Breakup for -Line Civil Portion WorkB | SCHEDULE - 3C(ii) - Price Breakup for -Line Civil Portion WorkB | SCHEDULE - 3C(ii) - Price Breakup for -Line Civil Portion WorkB | SCHEDULE - 3C(ii) - Price Breakup for -Line Civil Portion WorkB | SCHEDULE - 3C(ii) - Price Breakup for -Line Civil Portion WorkB | SCHEDULE - 3C(ii) - Price Breakup for -Line Civil Portion WorkB | SCHEDULE - 3C(ii) - Price Breakup for -Line Civil Portion WorkB | SCHEDULE - 3C(ii) - Price Breakup for -Line Civil Portion WorkB | SCHEDULE - 3C(ii) - Price Breakup for -Line Civil Portion WorkB | SCHEDULE - 3C(ii) - Price Breakup for -Line Civil Portion WorkB | SCHEDULE - 3C(ii) - Price Breakup for -Line Civil Portion WorkB | SCHEDULE - 3C(ii) - Price Breakup for -Line Civil Portion WorkB | SCHEDULE - 3C(ii) - Price Breakup for -Line Civil Portion WorkB | SCHEDULE - 3C(ii) - Price Breakup for -Line Civil Portion WorkB | SCHEDULE - 3C(ii) - Price Breakup for -Line Civil Portion WorkB | SCHEDULE - 3C(ii) - Price Breakup for -Line Civil Portion WorkB | SCHEDULE - 3C(ii) - Price Breakup for -Line Civil Portion WorkB | SCHEDULE - 3C(ii) - Price Breakup for -Line Civil Portion WorkB | SCHEDULE - 3C(ii) - Price Breakup for -Line Civil Portion WorkB | SCHEDULE - 3C(ii) - Price Breakup for -Line Civil Portion WorkB | SCHEDULE - 3C(ii) - Price Breakup for -Line Civil Portion WorkB | SCHEDULE - 3C(ii) - Price Breakup for -Line Civil Portion WorkB | SCHEDULE - 3C(ii) - Price Breakup for -Line Civil Portion WorkB | SCHEDULE - 3C(ii) - Price Breakup for -Line Civil Portion WorkB | SCHEDULE - 3C(ii) - Price Breakup for -Line Civil Portion WorkB | SCHEDULE - 3C(ii) - Price Breakup for -Line Civil Portion WorkB | SCHEDULE - 3C(ii) - Price Breakup for -Line Civil Portion WorkB | SCHEDULE - 3C(ii) - Price Breakup for -Line Civil Portion WorkB | SCHEDULE - 3C(ii) - Price Breakup for -Line Civil Portion WorkB | SCHEDULE - 3C(ii) - Price Breakup for -Line Civil Portion WorkB | SCHEDULE - 3C(ii) - Price Breakup for -Line Civil Portion WorkB | SCHEDULE - 3C(ii) - Price Breakup for -Line Civil Portion WorkB | SCHEDULE - 3C(ii) - Price Breakup for -Line Civil Portion WorkB | SCHEDULE - 3C(ii) - Price Breakup for -Line Civil Portion WorkB | SCHEDULE - 3C(ii) - Price Breakup for -Line Civil Portion WorkB | SCHEDULE - 3C(ii) - Price Breakup for -Line Civil Portion WorkB | SCHEDULE - 3C(ii) - Price Breakup for -Line Civil Portion WorkB | SCHEDULE - 3C(ii) - Price Breakup for -Line Civil Portion WorkB | SCHEDULE - 3C(ii) - Price Breakup for -Line Civil Portion WorkB | SCHEDULE - 3C(ii) - Price Breakup for -Line Civil Portion WorkB | SCHEDULE - 3C(ii) - Price Breakup for -Line Civil Portion WorkB | SCHEDULE - 3C(ii) - Price Breakup for -Line Civil Portion WorkB | SCHEDULE - 3C(ii) - Price Breakup for -Line Civil Portion WorkB | SCHEDULE - 3C(ii) - Price Breakup for -Line Civil Portion WorkB | SCHEDULE - 3C(ii) - Price Breakup for -Line Civil Portion WorkB | SCHEDULE - 3C(ii) - Price Breakup for -Line Civil Portion WorkB | SCHEDULE - 3C(ii) - Price Breakup for -Line Civil Portion WorkB | SCHEDULE - 3C(ii) - Price Breakup for -Line Civil Portion WorkB | SCHEDULE - 3C(ii) - Price Breakup for -Line Civil Portion WorkB | SCHEDULE - 3C(ii) - Price Breakup for -Line Civil Portion WorkB | SCHEDULE - 3C(ii) - Price Breakup for -Line Civil Portion WorkB | SCHEDULE - 3C(ii) - Price Breakup for -Line Civil Portion WorkB | SCHEDULE - 3C(ii) - Price Breakup for -Line Civil Portion WorkB | SCHEDULE - 3C(ii) - Price Breakup for -Line Civil Portion WorkB | SCHEDULE - 3C(ii) - Price Breakup for -Line Civil Portion WorkB | SCHEDULE - 3C(ii) - Price Breakup for -Line Civil Portion WorkB | SCHEDULE - 3C(ii) - Price Breakup for -Line Civil Portion WorkB | SCHEDULE - 3C(ii) - Price Breakup for -Line Civil Portion WorkB | SCHEDULE - 3C(ii) - Price Breakup for -Line Civil Portion WorkB | SCHEDULE - 3C(ii) - Price Breakup for -Line Civil Portion WorkB | SCHEDULE - 3C(ii) - Price Breakup for -Line Civil Portion WorkB | SCHEDULE - 3C(ii) - Price Breakup for -Line Civil Portion WorkB | SCHEDULE - 3C(ii) - Price Breakup for -Line Civil Portion WorkB | SCHEDULE - 3C(ii) - Price Breakup for -Line Civil Portion WorkB | SCHEDULE - 3C(ii) - Price Breakup for -Line Civil Portion WorkB | SCHEDULE - 3C(ii) - Price Breakup for -Line Civil Portion WorkB | SCHEDULE - 3C(ii) - Price Breakup for -Line Civil Portion WorkB | SCHEDULE - 3C(ii) - Price Breakup for -Line Civil Portion WorkB | SCHEDULE - 3C(ii) - Price Breakup for -Line Civil Portion WorkB | SCHEDULE - 3C(ii) - Price Breakup for -Line Civil Portion WorkB | SCHEDULE - 3C(ii) - Price Breakup for -Line Civil Portion WorkB | SCHEDULE - 3C(ii) - Price Breakup for -Line Civil Portion WorkB | SCHEDULE - 3C(ii) - Price Breakup for -Line Civil Portion WorkB | SCHEDULE - 3C(ii) - Price Breakup for -Line Civil Portion WorkB | SCHEDULE - 3C(ii) - Price Breakup for -Line Civil Portion WorkB | SCHEDULE - 3C(ii) - Price Breakup for -Line Civil Portion WorkB | SCHEDULE - 3C(ii) - Price Breakup for -Line Civil Portion WorkB | SCHEDULE - 3C(ii) - Price Breakup for -Line Civil Portion WorkB | SCHEDULE - 3C(ii) - Price Breakup for -Line Civil Portion WorkB | SCHEDULE - 3C(ii) - Price Breakup for -Line Civil Portion WorkB | SCHEDULE - 3C(ii) - Price Breakup for -Line Civil Portion WorkB | SCHEDULE - 3C(ii) - Price Breakup for -Line Civil Portion WorkB | SCHEDULE - 3C(ii) - Price Breakup for -Line Civil Portion WorkB | SCHEDULE - 3C(ii) - Price Breakup for -Line Civil Portion WorkB | SCHEDULE - 3C(ii) - Price Breakup for -Line Civil Portion WorkB | SCHEDULE - 3C(ii) - Price Breakup for -Line Civil Portion WorkB | SCHEDULE - 3C(ii) - Price Breakup for -Line Civil Portion WorkB | SCHEDULE - 3C(ii) - Price Breakup for -Line Civil Portion WorkB | SCHEDULE - 3C(ii) - Price Breakup for -Line Civil Portion WorkB | SCHEDULE - 3C(ii) - Price Breakup for -Line Civil Portion WorkB | SCHEDULE - 3C(ii) - Price Breakup for -Line Civil Portion WorkB | SCHEDULE - 3C(ii) - Price Breakup for -Line Civil Portion WorkB | SCHEDULE - 3C(ii) - Price Breakup for -Line Civil Portion WorkB | SCHEDULE - 3C(ii) - Price Breakup for -Line Civil Portion WorkB | SCHEDULE - 3C(ii) - Price Breakup for -Line Civil Portion WorkB | SCHEDULE - 3C(ii) - Price Breakup for -Line Civil Portion WorkB | SCHEDULE - 3C(ii) - Price Breakup for -Line Civil Portion WorkB | SCHEDULE - 3C(ii) - Price Breakup for -Line Civil Portion WorkB | SCHEDULE - 3C(ii) - Price Breakup for -Line Civil Portion WorkB | SCHEDULE - 3C(ii) - Price Breakup for -Line Civil Portion WorkB | SCHEDULE - 3C(ii) - Price Breakup for -Line Civil Portion WorkB | SCHEDULE - 3C(ii) - Price Breakup for -Line Civil Portion WorkB | SCHEDULE - 3C(ii) - Price Breakup for -Line Civil Portion WorkB | SCHEDULE - 3C(ii) - Price Breakup for -Line Civil Portion WorkB | SCHEDULE - 3C(ii) - Price Breakup for -Line Civil Portion WorkB | SCHEDULE - 3C(ii) - Price Breakup for -Line Civil Portion WorkB | SCHEDULE - 3C(ii) - Price Breakup for -Line Civil Portion WorkB | SCHEDULE - 3C(ii) - Price Breakup for -Line Civil Portion WorkB | SCHEDULE - 3C(ii) - Price Breakup for -Line Civil Portion WorkB | SCHEDULE - 3C(ii) - Price Breakup for -Line Civil Portion WorkB | SCHEDULE - 3C(ii) - Price Breakup for -Line Civil Portion WorkB | SCHEDULE - 3C(ii) - Price Breakup for -Line Civil Portion WorkB | SCHEDULE - 3C(ii) - Price Breakup for -Line Civil Portion WorkB | SCHEDULE - 3C(ii) - Price Breakup for -Line Civil Portion WorkB | SCHEDULE - 3C(ii) - Price Breakup for -Line Civil Portion WorkB | SCHEDULE - 3C(ii) - Price Breakup for -Line Civil Portion WorkB | SCHEDULE - 3C(ii) - Price Breakup for -Line Civil Portion WorkB | SCHEDULE - 3C(ii) - Price Breakup for -Line Civil Portion WorkB | SCHEDULE - 3C(ii) - Price Breakup for -Line Civil Portion WorkB | SCHEDULE - 3C(ii) - Price Breakup for -Line Civil Portion WorkB | SCHEDULE - 3C(ii) - Price Breakup for -Line Civil Portion WorkB | SCHEDULE - 3C(ii) - Price Breakup for -Line Civil Portion WorkB | SCHEDULE - 3C(ii) - Price Breakup for -Line Civil Portion WorkB | SCHEDULE - 3C(ii) - Price Breakup for -Line Civil Portion WorkB | SCHEDULE - 3C(ii) - Price Breakup for -Line Civil Portion WorkB | SCHEDULE - 3C(ii) - Price Breakup for -Line Civil Portion WorkB | SCHEDULE - 3C(ii) - Price Breakup for -Line Civil Portion WorkB | SCHEDULE - 3C(ii) - Price Breakup for -Line Civil Portion WorkB | SCHEDULE - 3C(ii) - Price Breakup for -Line Civil Portion WorkB | SCHEDULE - 3C(ii) - Price Breakup for -Line Civil Portion WorkB | SCHEDULE - 3C(ii) - Price Breakup for -Line Civil Portion WorkB | SCHEDULE - 3C(ii) - Price Breakup for -Line Civil Portion WorkB | SCHEDULE - 3C(ii) - Price Breakup for -Line Civil Portion WorkB | SCHEDULE - 3C(ii) - Price Breakup for -Line Civil Portion WorkB | SCHEDULE - 3C(ii) - Price Breakup for -Line Civil Portion WorkB | SCHEDULE - 3C(ii) - Price Breakup for -Line Civil Portion WorkB | SCHEDULE - 3C(ii) - Price Breakup for -Line Civil Portion WorkB | SCHEDULE - 3C(ii) - Price Breakup for -Line Civil Portion WorkB | SCHEDULE - 3C(ii) - Price Breakup for -Line Civil Portion WorkB | SCHEDULE - 3C(ii) - Price Breakup for -Line Civil Portion WorkB | SCHEDULE - 3C(ii) - Price Breakup for -Line Civil Portion WorkB | SCHEDULE - 3C(ii) - Price Breakup for -Line Civil Portion WorkB | SCHEDULE - 3C(ii) - Price Breakup for -Line Civil Portion WorkB | SCHEDULE - 3C(ii) - Price Breakup for -Line Civil Portion WorkB | SCHEDULE - 3C(ii) - Price Breakup for -Line Civil Portion WorkB | SCHEDULE - 3C(ii) - Price Breakup for -Line Civil Portion WorkB | SCHEDULE - 3C(ii) - Price Breakup for -Line Civil Portion WorkB | SCHEDULE - 3C(ii) - Price Breakup for -Line Civil Portion WorkB | SCHEDULE - 3C(ii) - Price Breakup for -Line Civil Portion WorkB | SCHEDULE - 3C(ii) - Price Breakup for -Line Civil Portion WorkB | SCHEDULE - 3C(ii) - Price Breakup for -Line Civil Portion WorkB | SCHEDULE - 3C(ii) - Price Breakup for -Line Civil Portion WorkB | SCHEDULE - 3C(ii) - Price Breakup for -Line Civil Portion WorkB | SCHEDULE - 3C(ii) - Price Breakup for -Line Civil Portion WorkB | SCHEDULE - 3C(ii) - Price Breakup for -Line Civil Portion WorkB | SCHEDULE - 3C(ii) - Price Breakup for -Line Civil Portion WorkB | SCHEDULE - 3C(ii) - Price Breakup for -Line Civil Portion WorkB | SCHEDULE - 3C(ii) - Price Breakup for -Line Civil Portion WorkB | SCHEDULE - 3C(ii) - Price Breakup for -Line Civil Portion WorkB | SCHEDULE - 3C(ii) - Price Breakup for -Line Civil Portion WorkB | SCHEDULE - 3C(ii) - Price Breakup for -Line Civil Portion WorkB | SCHEDULE - 3C(ii) - Price Breakup for -Line Civil Portion WorkB | SCHEDULE - 3C(ii) - Price Breakup for -Line Civil Portion WorkB | SCHEDULE - 3C(ii) - Price Breakup for -Line Civil Portion WorkB | SCHEDULE - 3C(ii) - Price Breakup for -Line Civil Portion WorkB | SCHEDULE - 3C(ii) - Price Breakup for -Line Civil Portion WorkB | SCHEDULE - 3C(ii) - Price Breakup for -Line Civil Portion WorkB | SCHEDULE - 3C(ii) - Price Breakup for -Line Civil Portion WorkB | SCHEDULE - 3C(ii) - Price Breakup for -Line Civil Portion WorkB | SCHEDULE - 3C(ii) - Price Breakup for -Line Civil Portion WorkB | SCHEDULE - 3C(ii) - Price Breakup for -Line Civil Portion WorkB | SCHEDULE - 3C(ii) - Price Breakup for -Line Civil Portion WorkB | SCHEDULE - 3C(ii) - Price Breakup for -Line Civil Portion WorkB | SCHEDULE - 3C(ii) - Price Breakup for -Line Civil Portion WorkB | SCHEDULE - 3C(ii) - Price Breakup for -Line Civil Portion WorkB | SCHEDULE - 3C(ii) - Price Breakup for -Line Civil Portion WorkB | SCHEDULE - 3C(ii) - Price Breakup for -Line Civil Portion WorkB | SCHEDULE - 3C(ii) - Price Breakup for -Line Civil Portion WorkB | SCHEDULE - 3C(ii) - Price Breakup for -Line Civil Portion WorkB | SCHEDULE - 3C(ii) - Price Breakup for -Line Civil Portion WorkB | SCHEDULE - 3C(ii) - Price Breakup for -Line Civil Portion WorkB | SCHEDULE - 3C(ii) - Price Breakup for -Line Civil Portion WorkB | SCHEDULE - 3C(ii) - Price Breakup for -Line Civil Portion WorkB | SCHEDULE - 3C(ii) - Price Breakup for -Line Civil Portion WorkB | SCHEDULE - 3C(ii) - Price Breakup for -Line Civil Portion WorkB | SCHEDULE - 3C(ii) - Price Breakup for -Line Civil Portion WorkB | SCHEDULE - 3C(ii) - Price Breakup for -Line Civil Portion WorkB | SCHEDULE - 3C(ii) - Price Breakup for -Line Civil Portion WorkB | SCHEDULE - 3C(ii) - Price Breakup for -Line Civil Portion WorkB | SCHEDULE - 3C(ii) - Price Breakup for -Line Civil Portion WorkB | SCHEDULE - 3C(ii) - Price Breakup for -Line Civil Portion WorkB | SCHEDULE - 3C(ii) - Price Breakup for -Line Civil Portion WorkB | SCHEDULE - 3C(ii) - Price Breakup for -Line Civil Portion WorkB | SCHEDULE - 3C(ii) - Price Breakup for -Line Civil Portion WorkB | SCHEDULE - 3C(ii) - Price Breakup for -Line Civil Portion WorkB | SCHEDULE - 3C(ii) - Price Breakup for -Line Civil Portion WorkB | SCHEDULE - 3C(ii) - Price Breakup for -Line Civil Portion WorkB | SCHEDULE - 3C(ii) - Price Breakup for -Line Civil Portion WorkB | SCHEDULE - 3C(ii) - Price Breakup for -Line Civil Portion WorkB | SCHEDULE - 3C(ii) - Price Breakup for -Line Civil Portion WorkB | SCHEDULE - 3C(ii) - Price Breakup for -Line Civil Portion WorkB | SCHEDULE - 3C(ii) - Price Breakup for -Line Civil Portion WorkB | SCHEDULE - 3C(ii) - Price Breakup for -Line Civil Portion WorkB | SCHEDULE - 3C(ii) - Price Breakup for -Line Civil Portion WorkB | SCHEDULE - 3C(ii) - Price Breakup for -Line Civil Portion WorkB | SCHEDULE - 3C(ii) - Price Breakup for -Line Civil Portion WorkB | SCHEDULE - 3C(ii) - Price Breakup for -Line Civil Portion WorkB | SCHEDULE - 3C(ii) - Price Breakup for -Line Civil Portion WorkB | SCHEDULE - 3C(ii) - Price Breakup for -Line Civil Portion WorkB | SCHEDULE - 3C(ii) - Price Breakup for -Line Civil Portion WorkB | SCHEDULE - 3C(ii) - Price Breakup for -Line Civil Portion WorkB | SCHEDULE - 3C(ii) - Price Breakup for -Line Civil Portion WorkB | SCHEDULE - 3C(ii) - Price Breakup for -Line Civil Portion WorkB | SCHEDULE - 3C(ii) - Price Breakup for -Line Civil Portion WorkB | SCHEDULE - 3C(ii) - Price Breakup for -Line Civil Portion WorkB | SCHEDULE - 3C(ii) - Price Breakup for -Line Civil Portion WorkB | SCHEDULE - 3C(ii) - Price Breakup for -Line Civil Portion WorkB | SCHEDULE - 3C(ii) - Price Breakup for -Line Civil Portion WorkB | SCHEDULE - 3C(ii) - Price Breakup for -Line Civil Portion WorkB | SCHEDULE - 3C(ii) - Price Breakup for -Line Civil Portion WorkB | SCHEDULE - 3C(ii) - Price Breakup for -Line Civil Portion WorkB | SCHEDULE - 3C(ii) - Price Breakup for -Line Civil Portion WorkB | SCHEDULE - 3C(ii) - Price Breakup for -Line Civil Portion WorkB | SCHEDULE - 3C(ii) - Price Breakup for -Line Civil Portion WorkB | SCHEDULE - 3C(ii) - Price Breakup for -Line Civil Portion WorkB | SCHEDULE - 3C(ii) - Price Breakup for -Line Civil Portion WorkB | SCHEDULE - 3C(ii) - Price Breakup for -Line Civil Portion WorkB | SCHEDULE - 3C(ii) - Price Breakup for -Line Civil Portion WorkB | SCHEDULE - 3C(ii) - Price Breakup for -Line Civil Portion WorkB | SCHEDULE - 3C(ii) - Price Breakup for -Line Civil Portion WorkB | SCHEDULE - 3C(ii) - Price Breakup for -Line Civil Portion WorkB | SCHEDULE - 3C(ii) - Price Breakup for -Line Civil Portion WorkB | SCHEDULE - 3C(ii) - Price Breakup for -Line Civil Portion WorkB | SCHEDULE - 3C(ii) - Price Breakup for -Line Civil Portion WorkB | SCHEDULE - 3C(ii) - Price Breakup for -Line Civil Portion WorkB | SCHEDULE - 3C(ii) - Price Breakup for -Line Civil Portion WorkB | SCHEDULE - 3C(ii) - Price Breakup for -Line Civil Portion WorkB | SCHEDULE - 3C(ii) - Price Breakup for -Line Civil Portion WorkB | SCHEDULE - 3C(ii) - Price Breakup for -Line Civil Portion WorkB | SCHEDULE - 3C(ii) - Price Breakup for -Line Civil Portion WorkB | SCHEDULE - 3C(ii) - Price Breakup for -Line Civil Portion WorkB | SCHEDULE - 3C(ii) - Price Breakup for -Line Civil Portion WorkB | SCHEDULE - 3C(ii) - Price Breakup for -Line Civil Portion WorkB | SCHEDULE - 3C(ii) - Price Breakup for -Line Civil Portion WorkB | SCHEDULE - 3C(ii) - Price Breakup for -Line Civil Portion WorkB | SCHEDULE - 3C(ii) - Price Breakup for -Line Civil Portion WorkB | SCHEDULE - 3C(ii) - Price Breakup for -Line Civil Portion WorkB | SCHEDULE - 3C(ii) - Price Breakup for -Line Civil Portion WorkB | SCHEDULE - 3C(ii) - Price Breakup for -Line Civil Portion WorkB | SCHEDULE - 3C(ii) - Price Breakup for -Line Civil Portion WorkB | SCHEDULE - 3C(ii) - Price Breakup for -Line Civil Portion WorkB | SCHEDULE - 3C(ii) - Price Breakup for -Line Civil Portion WorkB | SCHEDULE - 3C(ii) - Price Breakup for -Line Civil Portion WorkB | SCHEDULE - 3C(ii) - Price Breakup for -Line Civil Portion WorkB | SCHEDULE - 3C(ii) - Price Breakup for -Line Civil Portion WorkB | SCHEDULE - 3C(ii) - Price Breakup for -Line Civil Portion WorkB | SCHEDULE - 3C(ii) - Price Breakup for -Line Civil Portion WorkB | SCHEDULE - 3C(ii) - Price Breakup for -Line Civil Portion WorkB | SCHEDULE - 3C(ii) - Price Breakup for -Line Civil Portion WorkB | SCHEDULE - 3C(ii) - Price Breakup for -Line Civil Portion WorkB | SCHEDULE - 3C(ii) - Price Breakup for -Line Civil Portion WorkB | SCHEDULE - 3C(ii) - Price Breakup for -Line Civil Portion WorkB | SCHEDULE - 3C(ii) - Price Breakup for -Line Civil Portion WorkB | SCHEDULE - 3C(ii) - Price Breakup for -Line Civil Portion WorkB | SCHEDULE - 3C(ii) - Price Breakup for -Line Civil Portion WorkB | SCHEDULE - 3C(ii) - Price Breakup for -Line Civil Portion WorkB | SCHEDULE - 3C(ii) - Price Breakup for -Line Civil Portion WorkB | SCHEDULE - 3C(ii) - Price Breakup for -Line Civil Portion WorkB | SCHEDULE - 3C(ii) - Price Breakup for -Line Civil Portion WorkB | SCHEDULE - 3C(ii) - Price Breakup for -Line Civil Portion WorkB | SCHEDULE - 3C(ii) - Price Breakup for -Line Civil Portion WorkB | SCHEDULE - 3C(ii) - Price Breakup for -Line Civil Portion WorkB | SCHEDULE - 3C(ii) - Price Breakup for -Line Civil Portion WorkB | SCHEDULE - 3C(ii) - Price Breakup for -Line Civil Portion WorkB | SCHEDULE - 3C(ii) - Price Breakup for -Line Civil Portion WorkB | SCHEDULE - 3C(ii) - Price Breakup for -Line Civil Portion WorkB | SCHEDULE - 3C(ii) - Price Breakup for -Line Civil Portion WorkB | SCHEDULE - 3C(ii) - Price Breakup for -Line Civil Portion WorkB | SCHEDULE - 3C(ii) - Price Breakup for -Line Civil Portion WorkB | SCHEDULE - 3C(ii) - Price Breakup for -Line Civil Portion WorkB | SCHEDULE - 3C(ii) - Price Breakup for -Line Civil Portion WorkB | SCHEDULE - 3C(ii) - Price Breakup for -Line Civil Portion WorkB | SCHEDULE - 3C(ii) - Price Breakup for -Line Civil Portion WorkB | SCHEDULE - 3C(ii) - Price Breakup for -Line Civil Portion WorkB | SCHEDULE - 3C(ii) - Price Breakup for -Line Civil Portion WorkB | SCHEDULE - 3C(ii) - Price Breakup for -Line Civil Portion WorkB | SCHEDULE - 3C(ii) - Price Breakup for -Line Civil Portion WorkB | SCHEDULE - 3C(ii) - Price Breakup for -Line Civil Portion WorkB | SCHEDULE - 3C(ii) - Price Breakup for -Line Civil Portion WorkB | SCHEDULE - 3C(ii) - Price Breakup for -Line Civil Portion WorkB | SCHEDULE - 3C(ii) - Price Breakup for -Line Civil Portion WorkB | SCHEDULE - 3C(ii) - Price Breakup for -Line Civil Portion WorkB | SCHEDULE - 3C(ii) - Price Breakup for -Line Civil Portion WorkB | SCHEDULE - 3C(ii) - Price Breakup for -Line Civil Portion WorkB | SCHEDULE - 3C(ii) - Price Breakup for -Line Civil Portion WorkB | SCHEDULE - 3C(ii) - Price Breakup for -Line Civil Portion WorkB | SCHEDULE - 3C(ii) - Price Breakup for -Line Civil Portion WorkB | SCHEDULE - 3C(ii) - Price Breakup for -Line Civil Portion WorkB | SCHEDULE - 3C(ii) - Price Breakup for -Line Civil Portion WorkB | SCHEDULE - 3C(ii) - Price Breakup for -Line Civil Portion WorkB | SCHEDULE - 3C(ii) - Price Breakup for -Line Civil Portion WorkB | SCHEDULE - 3C(ii) - Price Breakup for -Line Civil Portion WorkB | SCHEDULE - 3C(ii) - Price Breakup for -Line Civil Portion WorkB | SCHEDULE - 3C(ii) - Price Breakup for -Line Civil Portion WorkB | SCHEDULE - 3C(ii) - Price Breakup for -Line Civil Portion WorkB | SCHEDULE - 3C(ii) - Price Breakup for -Line Civil Portion WorkB | SCHEDULE - 3C(ii) - Price Breakup for -Line Civil Portion WorkB | SCHEDULE - 3C(ii) - Price Breakup for -Line Civil Portion WorkB | SCHEDULE - 3C(ii) - Price Breakup for -Line Civil Portion WorkB | SCHEDULE - 3C(ii) - Price Breakup for -Line Civil Portion WorkB | SCHEDULE - 3C(ii) - Price Breakup for -Line Civil Portion WorkB | SCHEDULE - 3C(ii) - Price Breakup for -Line Civil Portion WorkB | SCHEDULE - 3C(ii) - Price Breakup for -Line Civil Portion WorkB | SCHEDULE - 3C(ii) - Price Breakup for -Line Civil Portion WorkB | SCHEDULE - 3C(ii) - Price Breakup for -Line Civil Portion WorkB | SCHEDULE - 3C(ii) - Price Breakup for -Line Civil Portion WorkB | SCHEDULE - 3C(ii) - Price Breakup for -Line Civil Portion WorkB | SCHEDULE - 3C(ii) - Price Breakup for -Line Civil Portion WorkB | SCHEDULE - 3C(ii) - Price Breakup for -Line Civil Portion WorkB | SCHEDULE - 3C(ii) - Price Breakup for -Line Civil Portion WorkB | SCHEDULE - 3C(ii) - Price Breakup for -Line Civil Portion WorkB | SCHEDULE - 3C(ii) - Price Breakup for -Line Civil Portion WorkB | SCHEDULE - 3C(ii) - Price Breakup for -Line Civil Portion WorkB | SCHEDULE - 3C(ii) - Price Breakup for -Line Civil Portion WorkB | SCHEDULE - 3C(ii) - Price Breakup for -Line Civil Portion WorkB | SCHEDULE - 3C(ii) - Price Breakup for -Line Civil Portion WorkB | SCHEDULE - 3C(ii) - Price Breakup for -Line Civil Portion WorkB | SCHEDULE - 3C(ii) - Price Breakup for -Line Civil Portion WorkB | SCHEDULE - 3C(ii) - Price Breakup for -Line Civil Portion WorkB | SCHEDULE - 3C(ii) - Price Breakup for -Line Civil Portion WorkB | SCHEDULE - 3C(ii) - Price Breakup for -Line Civil Portion WorkB | SCHEDULE - 3C(ii) - Price Breakup for -Line Civil Portion WorkB | SCHEDULE - 3C(ii) - Price Breakup for -Line Civil Portion WorkB | SCHEDULE - 3C(ii) - Price Breakup for -Line Civil Portion WorkB | SCHEDULE - 3C(ii) - Price Breakup for -Line Civil Portion WorkB | SCHEDULE - 3C(ii) - Price Breakup for -Line Civil Portion WorkB | SCHEDULE - 3C(ii) - Price Breakup for -Line Civil Portion WorkB | SCHEDULE - 3C(ii) - Price Breakup for -Line Civil Portion WorkB | SCHEDULE - 3C(ii) - Price Breakup for -Line Civil Portion WorkB | SCHEDULE - 3C(ii) - Price Breakup for -Line Civil Portion WorkB | SCHEDULE - 3C(ii) - Price Breakup for -Line Civil Portion WorkB | SCHEDULE - 3C(ii) - Price Breakup for -Line Civil Portion WorkB | SCHEDULE - 3C(ii) - Price Breakup for -Line Civil Portion WorkB | SCHEDULE - 3C(ii) - Price Breakup for -Line Civil Portion WorkB | SCHEDULE - 3C(ii) - Price Breakup for -Line Civil Portion WorkB | SCHEDULE - 3C(ii) - Price Breakup for -Line Civil Portion WorkB | SCHEDULE - 3C(ii) - Price Breakup for -Line Civil Portion WorkB | SCHEDULE - 3C(ii) - Price Breakup for -Line Civil Portion WorkB | SCHEDULE - 3C(ii) - Price Breakup for -Line Civil Portion WorkB | SCHEDULE - 3C(ii) - Price Breakup for -Line Civil Portion WorkB | SCHEDULE - 3C(ii) - Price Breakup for -Line Civil Portion WorkB | SCHEDULE - 3C(ii) - Price Breakup for -Line Civil Portion WorkB | SCHEDULE - 3C(ii) - Price Breakup for -Line Civil Portion WorkB | SCHEDULE - 3C(ii) - Price Breakup for -Line Civil Portion WorkB | SCHEDULE - 3C(ii) - Price Breakup for -Line Civil Portion WorkB | SCHEDULE - 3C(ii) - Price Breakup for -Line Civil Portion WorkB | SCHEDULE - 3C(ii) - Price Breakup for -Line Civil Portion WorkB | SCHEDULE - 3C(ii) - Price Breakup for -Line Civil Portion WorkB | SCHEDULE - 3C(ii) - Price Breakup for -Line Civil Portion WorkB | SCHEDULE - 3C(ii) - Price Breakup for -Line Civil Portion WorkB | SCHEDULE - 3C(ii) - Price Breakup for -Line Civil Portion WorkB | SCHEDULE - 3C(ii) - Price Breakup for -Line Civil Portion WorkB | SCHEDULE - 3C(ii) - Price Breakup for -Line Civil Portion WorkB | SCHEDULE - 3C(ii) - Price Breakup for -Line Civil Portion WorkB | SCHEDULE - 3C(ii) - Price Breakup for -Line Civil Portion WorkB | SCHEDULE - 3C(ii) - Price Breakup for -Line Civil Portion WorkB | SCHEDULE - 3C(ii) - Price Breakup for -Line Civil Portion WorkB | SCHEDULE - 3C(ii) - Price Breakup for -Line Civil Portion WorkB | SCHEDULE - 3C(ii) - Price Breakup for -Line Civil Portion WorkB | SCHEDULE - 3C(ii) - Price Breakup for -Line Civil Portion WorkB | SCHEDULE - 3C(ii) - Price Breakup for -Line Civil Portion WorkB | SCHEDULE - 3C(ii) - Price Breakup for -Line Civil Portion WorkB | SCHEDULE - 3C(ii) - Price Breakup for -Line Civil Portion WorkB | SCHEDULE - 3C(ii) - Price Breakup for -Line Civil Portion WorkB | SCHEDULE - 3C(ii) - Price Breakup for -Line Civil Portion WorkB | SCHEDULE - 3C(ii) - Price Breakup for -Line Civil Portion WorkB | SCHEDULE - 3C(ii) - Price Breakup for -Line Civil Portion WorkB | SCHEDULE - 3C(ii) - Price Breakup for -Line Civil Portion WorkB | SCHEDULE - 3C(ii) - Price Breakup for -Line Civil Portion WorkB | SCHEDULE - 3C(ii) - Price Breakup for -Line Civil Portion WorkB | SCHEDULE - 3C(ii) - Price Breakup for -Line Civil Portion WorkB | SCHEDULE - 3C(ii) - Price Breakup for -Line Civil Portion WorkB | SCHEDULE - 3C(ii) - Price Breakup for -Line Civil Portion WorkB | SCHEDULE - 3C(ii) - Price Breakup for -Line Civil Portion WorkB | SCHEDULE - 3C(ii) - Price Breakup for -Line Civil Portion WorkB | SCHEDULE - 3C(ii) - Price Breakup for -Line Civil Portion WorkB | SCHEDULE - 3C(ii) - Price Breakup for -Line Civil Portion WorkB | SCHEDULE - 3C(ii) - Price Breakup for -Line Civil Portion WorkB | SCHEDULE - 3C(ii) - Price Breakup for -Line Civil Portion WorkB | SCHEDULE - 3C(ii) - Price Breakup for -Line Civil Portion WorkB | SCHEDULE - 3C(ii) - Price Breakup for -Line Civil Portion WorkB | SCHEDULE - 3C(ii) - Price Breakup for -Line Civil Portion WorkB | SCHEDULE - 3C(ii) - Price Breakup for -Line Civil Portion WorkB | SCHEDULE - 3C(ii) - Price Breakup for -Line Civil Portion WorkB | SCHEDULE - 3C(ii) - Price Breakup for -Line Civil Portion WorkB | SCHEDULE - 3C(ii) - Price Breakup for -Line Civil Portion WorkB | SCHEDULE - 3C(ii) - Price Breakup for -Line Civil Portion WorkB | SCHEDULE - 3C(ii) - Price Breakup for -Line Civil Portion WorkB | SCHEDULE - 3C(ii) - Price Breakup for -Line Civil Portion WorkB | SCHEDULE - 3C(ii) - Price Breakup for -Line Civil Portion WorkB | SCHEDULE - 3C(ii) - Price Breakup for -Line Civil Portion WorkB | SCHEDULE - 3C(ii) - Price Breakup for -Line Civil Portion WorkB | SCHEDULE - 3C(ii) - Price Breakup for -Line Civil Portion WorkB | SCHEDULE - 3C(ii) - Price Breakup for -Line Civil Portion WorkB | SCHEDULE - 3C(ii) - Price Breakup for -Line Civil Portion WorkB | SCHEDULE - 3C(ii) - Price Breakup for -Line Civil Portion WorkB | SCHEDULE - 3C(ii) - Price Breakup for -Line Civil Portion WorkB | SCHEDULE - 3C(ii) - Price Breakup for -Line Civil Portion WorkB | SCHEDULE - 3C(ii) - Price Breakup for -Line Civil Portion WorkB | SCHEDULE - 3C(ii) - Price Breakup for -Line Civil Portion WorkB | SCHEDULE - 3C(ii) - Price Breakup for -Line Civil Portion WorkB | SCHEDULE - 3C(ii) - Price Breakup for -Line Civil Portion WorkB | SCHEDULE - 3C(ii) - Price Breakup for -Line Civil Portion WorkB | SCHEDULE - 3C(ii) - Price Breakup for -Line Civil Portion WorkB | SCHEDULE - 3C(ii) - Price Breakup for -Line Civil Portion WorkB | SCHEDULE - 3C(ii) - Price Breakup for -Line Civil Portion WorkB | SCHEDULE - 3C(ii) - Price Breakup for -Line Civil Portion WorkB | SCHEDULE - 3C(ii) - Price Breakup for -Line Civil Portion WorkB | SCHEDULE - 3C(ii) - Price Breakup for -Line Civil Portion WorkB | SCHEDULE - 3C(ii) - Price Breakup for -Line Civil Portion WorkB | SCHEDULE - 3C(ii) - Price Breakup for -Line Civil Portion WorkB | SCHEDULE - 3C(ii) - Price Breakup for -Line Civil Portion WorkB | SCHEDULE - 3C(ii) - Price Breakup for -Line Civil Portion WorkB | SCHEDULE - 3C(ii) - Price Breakup for -Line Civil Portion WorkB | SCHEDULE - 3C(ii) - Price Breakup for -Line Civil Portion WorkB | SCHEDULE - 3C(ii) - Price Breakup for -Line Civil Portion WorkB | SCHEDULE - 3C(ii) - Price Breakup for -Line Civil Portion WorkB | SCHEDULE - 3C(ii) - Price Breakup for -Line Civil Portion WorkB | SCHEDULE - 3C(ii) - Price Breakup for -Line Civil Portion WorkB | SCHEDULE - 3C(ii) - Price Breakup for -Line Civil Portion WorkB | SCHEDULE - 3C(ii) - Price Breakup for -Line Civil Portion WorkB | SCHEDULE - 3C(ii) - Price Breakup for -Line Civil Portion WorkB | SCHEDULE - 3C(ii) - Price Breakup for -Line Civil Portion WorkB | SCHEDULE - 3C(ii) - Price Breakup for -Line Civil Portion WorkB | SCHEDULE - 3C(ii) - Price Breakup for -Line Civil Portion WorkB | SCHEDULE - 3C(ii) - Price Breakup for -Line Civil Portion WorkB | SCHEDULE - 3C(ii) - Price Breakup for -Line Civil Portion WorkB | SCHEDULE - 3C(ii) - Price Breakup for -Line Civil Portion WorkB | SCHEDULE - 3C(ii) - Price Breakup for -Line Civil Portion WorkB | SCHEDULE - 3C(ii) - Price Breakup for -Line Civil Portion WorkB | SCHEDULE - 3C(ii) - Price Breakup for -Line Civil Portion WorkB | SCHEDULE - 3C(ii) - Price Breakup for -Line Civil Portion WorkB | SCHEDULE - 3C(ii) - Price Breakup for -Line Civil Portion WorkB | SCHEDULE - 3C(ii) - Price Breakup for -Line Civil Portion WorkB | SCHEDULE - 3C(ii) - Price Breakup for -Line Civil Portion WorkB | SCHEDULE - 3C(ii) - Price Breakup for -Line Civil Portion WorkB | SCHEDULE - 3C(ii) - Price Breakup for -Line Civil Portion WorkB | SCHEDULE - 3C(ii) - Price Breakup for -Line Civil Portion WorkB | SCHEDULE - 3C(ii) - Price Breakup for -Line Civil Portion WorkB | SCHEDULE - 3C(ii) - Price Breakup for -Line Civil Portion WorkB | SCHEDULE - 3C(ii) - Price Breakup for -Line Civil Portion WorkB | SCHEDULE - 3C(ii) - Price Breakup for -Line Civil Portion WorkB | SCHEDULE - 3C(ii) - Price Breakup for -Line Civil Portion WorkB | SCHEDULE - 3C(ii) - Price Breakup for -Line Civil Portion WorkB | SCHEDULE - 3C(ii) - Price Breakup for -Line Civil Portion WorkB | SCHEDULE - 3C(ii) - Price Breakup for -Line Civil Portion WorkB | SCHEDULE - 3C(ii) - Price Breakup for -Line Civil Portion WorkB | SCHEDULE - 3C(ii) - Price Breakup for -Line Civil Portion WorkB | SCHEDULE - 3C(ii) - Price Breakup for -Line Civil Portion WorkB | SCHEDULE - 3C(ii) - Price Breakup for -Line Civil Portion WorkB | SCHEDULE - 3C(ii) - Price Breakup for -Line Civil Portion WorkB | SCHEDULE - 3C(ii) - Price Breakup for -Line Civil Portion WorkB | SCHEDULE - 3C(ii) - Price Breakup for -Line Civil Portion WorkB | SCHEDULE - 3C(ii) - Price Breakup for -Line Civil Portion WorkB | SCHEDULE - 3C(ii) - Price Breakup for -Line Civil Portion WorkB | SCHEDULE - 3C(ii) - Price Breakup for -Line Civil Portion WorkB | SCHEDULE - 3C(ii) - Price Breakup for -Line Civil Portion WorkB | SCHEDULE - 3C(ii) - Price Breakup for -Line Civil Portion WorkB | SCHEDULE - 3C(ii) - Price Breakup for -Line Civil Portion WorkB | SCHEDULE - 3C(ii) - Price Breakup for -Line Civil Portion WorkB | SCHEDULE - 3C(ii) - Price Breakup for -Line Civil Portion WorkB | SCHEDULE - 3C(ii) - Price Breakup for -Line Civil Portion WorkB | SCHEDULE - 3C(ii) - Price Breakup for -Line Civil Portion WorkB | SCHEDULE - 3C(ii) - Price Breakup for -Line Civil Portion WorkB | SCHEDULE - 3C(ii) - Price Breakup for -Line Civil Portion WorkB | SCHEDULE - 3C(ii) - Price Breakup for -Line Civil Portion WorkB | SCHEDULE - 3C(ii) - Price Breakup for -Line Civil Portion WorkB | SCHEDULE - 3C(ii) - Price Breakup for -Line Civil Portion WorkB | SCHEDULE - 3C(ii) - Price Breakup for -Line Civil Portion WorkB | SCHEDULE - 3C(ii) - Price Breakup for -Line Civil Portion WorkB | SCHEDULE - 3C(ii) - Price Breakup for -Line Civil Portion WorkB | SCHEDULE - 3C(ii) - Price Breakup for -Line Civil Portion WorkB | SCHEDULE - 3C(ii) - Price Breakup for -Line Civil Portion WorkB | SCHEDULE - 3C(ii) - Price Breakup for -Line Civil Portion WorkB | SCHEDULE - 3C(ii) - Price Breakup for -Line Civil Portion WorkB | SCHEDULE - 3C(ii) - Price Breakup for -Line Civil Portion WorkB | SCHEDULE - 3C(ii) - Price Breakup for -Line Civil Portion WorkB | SCHEDULE - 3C(ii) - Price Breakup for -Line Civil Portion WorkB | SCHEDULE - 3C(ii) - Price Breakup for -Line Civil Portion WorkB | SCHEDULE - 3C(ii) - Price Breakup for -Line Civil Portion WorkB | SCHEDULE - 3C(ii) - Price Breakup for -Line Civil Portion WorkB | SCHEDULE - 3C(ii) - Price Breakup for -Line Civil Portion WorkB | SCHEDULE - 3C(ii) - Price Breakup for -Line Civil Portion WorkB | SCHEDULE - 3C(ii) - Price Breakup for -Line Civil Portion WorkB | SCHEDULE - 3C(ii) - Price Breakup for -Line Civil Portion WorkB | SCHEDULE - 3C(ii) - Price Breakup for -Line Civil Portion WorkB | SCHEDULE - 3C(ii) - Price Breakup for -Line Civil Portion WorkB | SCHEDULE - 3C(ii) - Price Breakup for -Line Civil Portion WorkB | SCHEDULE - 3C(ii) - Price Breakup for -Line Civil Portion WorkB | SCHEDULE - 3C(ii) - Price Breakup for -Line Civil Portion WorkB | SCHEDULE - 3C(ii) - Price Breakup for -Line Civil Portion WorkB | SCHEDULE - 3C(ii) - Price Breakup for -Line Civil Portion WorkB | SCHEDULE - 3C(ii) - Price Breakup for -Line Civil Portion WorkB | SCHEDULE - 3C(ii) - Price Breakup for -Line Civil Portion WorkB | SCHEDULE - 3C(ii) - Price Breakup for -Line Civil Portion WorkB | SCHEDULE - 3C(ii) - Price Breakup for -Line Civil Portion WorkB | SCHEDULE - 3C(ii) - Price Breakup for -Line Civil Portion WorkB | SCHEDULE - 3C(ii) - Price Breakup for -Line Civil Portion WorkB | SCHEDULE - 3C(ii) - Price Breakup for -Line Civil Portion WorkB | SCHEDULE - 3C(ii) - Price Breakup for -Line Civil Portion WorkB
SHEET FOR TECHNO COMMERCIAL OPENING (Unpriced)
Bid Enquiry No: KPTCL/2026-27/UC/WORK_INDENT3890
a) Construction of one number of 66kV Terminal bay at existing 66/11kV Chandra Layout sub-station for terminating 66kV, 1000 sqmm UG Cable from existing 66/11kV Telecom Layout substation in Bengaluru North Taluk, Bengaluru Urban District. b) Construction of one number of 66kV Terminal bay at existing 66/11kV Telecom Layout sub-station for terminating 66kV, 1000 sqmm UG Cable from existing 66/11kV Chandra Layout substation in Bengaluru North Taluk, Bengaluru Urban District.
BIDDERS SHALL NOTE: FILL ONLY IN LIGHT BLUE COLOURED CELLS
| Bidders Name and Address along with GSTIN No.: |  |  |  | To
The Chief Engineer, Electy., Tendering & Procurement, 9th Floor, Indhana Bhavana, KPTCL, A R Circle, BANGALORE - 560009.
Sl. No. | Specifications | Unit | Quantity |  | Total Quantity (a+b)
|  |  | a) 66kV TB at Chandra Layout S/s | b) 66kV TB at Telecom Layout S/s
B1 | Earth work in surface excavation by mechanical means for lowering & leveling the ground for all works other than foundation in all kinds of soils & upto depth not exceeding 300mm as per drawing and technical specifications, including setting out, shoring, strutting, barricading, caution lights, removal of stumps and other deleterious matter including dressing of excavated surfaces, disposing off or levelling the excavated earth or sorting & stacking the selected earth for reuse in a radius of 50 m and lift upto 1.5 m including cost of labour, tools, usage of machinery & other appurtenances required to complete the work. In all kinds of soils upto 300 mm depth | cum | 180 | 180 | 360
B2 | Earth work excavation for Foundation by mechanical means for all works & depth upto 3 m, as per drawing and technical specifications, including setting out, shoring, strutting, barricading, caution lights, including dressing of excavated surfaces, disposing off or levelling the excavated earth or sorting & stacking the selected earth for reuse in a radius of 50 m and lift upto 1.5 m including cost of labour, tools, usage of machinery & other appurtenaces required to complete the work. In all kinds of soils Depth upto 3 m | cum | 739 | 739 | 1478
B3 | Removal of Unserviceable Soil with Disposal upto a suitable distance as directed by the Engineer in charge of work | cum | 450 | 450 | 900
B4 | Providing and laying in position Cement Concrete for levelling course for all works in foundation. The granite/trap/basalt crushed graded coarse aggregates and fine aggregates as per relevant IS Codes machine mixed, laid in layers not exceeding 150 mm thickness, well compacted using plate vibrators, including all lead & lifts, cost of all materials of quality, labour, Usage charges of machinery, curing and all the other appurtenances required to complete the work as per technical specifications. Mix 1:3:6 (M10) Using 20 mm nominal size graded crushed coarse aggregates | cum | 36 | 36 | 72
B5 | Providing and laying in position Cement Concrete for all Foundation works. The granite/trap/basalt crushed graded coarse aggregates and fine aggregates as per relevant IS Codes machine mixed with super plasticizers laid in finished layers, well compacted using needle vibrators, including all lead & lifts, cost of all materials, quality confirming to the requirements of relevant IS codes, labour, Usage charges of machinery, curing, form work, centering & scaffolding and all the other appurtenances required to complete the work as per technical specifications. M25 Design Mix Using 20 mm nominal size graded crushed coarse aggregates - (3% cosidered for Form work) | cum | 73 | 73 | 146
B6 | Providing and laying in position Cement Concrete for all Sub structures of building, Irrigation works, Sub structure works of bridges, Drain works & other parallel works from 0.50m to 3.50 m height. The granite/trap/basalt crushed graded coarse aggregates and fine aggregates as per relevant IS Codes machine mixed with super plasticisers, laid in layers, well compacted using needle vibrators, providing weep holes wherever necessary, including all lead & lifts, cost of all materials of quality, confirming to the requirements of relevant IS codes, labour, Usage charges of machinery, curing, form work, centering & scaffolding and all other appurtenances required to complete the work as per technical specifications. M25 Design Mix Using 20mm nominal size graded crushed coarse aggregate (35% considered for Form work) | cum | 150 | 150 | 300
B7 | Providing and laying in position Cement Concrete for all Sub structures of building, Irrigation works, Sub structure works of bridges, Drain works & other parallel works from 0.50m to 3.50 m height. The granite/trap/basalt crushed graded coarse aggregates and fine aggregates as per relevant IS Codes machine mixed with super plasticisers, laid in layers, well compacted using needle vibrators, providing weep holes wherever necessary, including all lead & lifts, cost of all materials of quality, confirming to the requirements of relevant IS codes, labour, Usage charges of machinery, curing and all other appurtenances required to complete the work as per technical specifications. Mix 1:2:4 (M15) Using 20 mm nominal size graded crushed coarse aggregates (3% considered for Form work) | cum | 20 | 20 | 40
B8 | Providing Size Stone masonry with hard stone in foundation & plinth with Cement mortar 1:6 (1 cement : 6 coarse sand) | cum | 25 | 25 | 50
B9 | Steel Fabrication: Supplying, fitting and placing TMT FE 550 / 550D Steel Reinforcement including cost of all materials, machinery, labour, cleaning, straightening, cutting, bending, hooking, laping/welding joints, tying with binding wire / soft annealed steel wire and other ancilary operations complete as per drawing and technical specification All other type of structures | kg | 15100 | 15100 | 30200
B10 | Providing and fixing Structural Steel work riveted, bolted or welded in built up sections, trusses and framed work, including cutting, hoisting, fixing in position and applying a priming coat of approved steel primer all complete including cost of materials, labour, usage charges of machinery complete as per specifications and as per directions of the Engineer in Charge. | kg | 3500 | 3500 | 7000
B11 | Filling available excavated earth (excluding rock) in trenches, plinth, sides of foundations and other similar works etc. in layers not exceeding 20cm in depth, consolidating each deposited layer by ramming and watering, lead up to 50 m and lift upto 1.5 m. | cum | 195 | 195 | 390
B12 | Constructing brick masonry chamber of internal dimension 600x600mm and depth of 600mm (inner dimensions) with modular bricks of CD 75 in cement mortar 1:6, bed concrete 150mm thick with 1:3:6, plastering 12 mm thick with cement mortar 1:4, CC 1:2:4 coping 75mm thk for fixing CI cover & frame etc excluding the cost of CI frame and cover. | each | 6 | 6 | 12
B13 | Constructing brick masonry chamber of internal dimension 450x450mm and depth of 600mm (inner dimensions) with modular bricks of CD 75 in cement mortar 1:6, bed concrete 150mm thick with 1:3:6, plastering 12 mm thick with cement mortar 1:4, CC 1:2:4 coping 75mm thk for fixing CI cover & frame etc. excluding the cost of CI frame and cover. | each | 4 | 4 | 8
B14 | Providing and fixing SFRC frame and cover conforming to IS 12592 (part-I)-1988 and IS 12592 (part-II)- 1991 with latest amendment, including cutting slabs to the required size for the opening and fixing the cover in C.C. 1:2:4 and C.M. 1:3 plastering 20 mm thick to all exposed faces, curing for 10 days with all lead and lift with apurtenances. complete. Medium Duty | Set | 10 | 10 | 20
B15 | Removal, stacking and respreading of existing jelly as per the directions of the engineer in charge of the work including all costs labour, loading, unloading, transportation etc., complete and any other items not mentioned herein but required for the completion of work | sqm | 10 | 3000 | 3010
B16 | Providing and fixing Chlorinated Polyvinyl Chloride (CPVC) pipes, having thermal stability for hot & cold water supply including all CPVC plain & brass threaded fittings This includes jointing of pipes & fittings with one step CPVC solvent cement, trenching, refilling & testing of joints complete as per direction of Engineer in Charge. External work. 100 mm nominal dia Pipes | m | 60 | 60 | 120
B17 | Construction of Granular Sub-Base of required grading as per design mixing in a mechanical mix plant at OMC, carriage of mixed Material to work site, spreading in uniform layers with motor grader on prepared surface and compacting with vibratory power roller to achieve the desired density, complete as per clause 401. For Grading V Material | Cum | 101.25 | 330 | 431.25
B18 | Prime Coat over WMM/WBM Providing and applying primer coat with SS1 grade Bitumen Emulsion on prepared surface of granular base including cleaning of road surface and spraying primer at the rate of 0.70kg/m2 using mechanical means. | sqm | 675 | 2200 | 2875
B19 | Dense Graded Bituminous Macadam Grading - II for traffic less than 20 MSA: Providing and laying Dense Graded Bituminous Macadam with 120 TPH capacity HMP batch type using crushed aggregates of specified grading, premixed with bituminous binder VG-30, @ 4.5 per cent by weight of total mix and filler, transporting the hot mix to work site, laying with mechanical paver finisher to the required grade, level and alignment, rolling with smooth wheeled, vibratory and tandem rollers to achieve the desired compaction as per MoRTH specification clause No. 505 complete in all respects. | cum | 50.63 | 165 | 215.63
B20 | Tack coat on Bituminous surface Providing and applying tack coat with RS1 Bituminous Emulsion using emulsion pressure distributor at the rate of 0.20 kg/m2 on the prepared bituminous surface cleaned with mechanical broom | sqm | 1350 | 4400 | 5750
B21 | Bituminous Concrete Grading II for traffic less than 20 MSA Providing and laying Bituminous Concrete with 100 TPH capacity hot mix plant batch type using crushed aggregates of specified grading, premixed with bituminous binder VG-30 @ 5.4 per cent of mix and filler, transporting the hot mix to work site, laying with mechanical paver finisher to the required grade, level and alignment, rolling with smooth wheeled, ibratory and tandem rollers to achieve the desired compaction as per MORTHspecification clause No. 507 complete in all respects | cum | 27 | 88 | 115
B22 | Providing 18 mm cement plaster in two coats under layer 12 mm thick cement plaster with cement mortar 1:5 (1 cement : 5 coarse sand) finished with a top layer 6 mm thick cement plaster with cement mortar 1:6 (1 cement : 6 fine sand) to brick masonry including rounding off corners wherever required smooth rendering, providing and removing scaffolding, including cost of materials, labour, curing complete as per specifications and as per directions of Engineer in charge. | sqm | 250 | 250 | 500
B23 | Dismantling of existing structures like culverts, bridges, retaining walls and other structure comprising of masonry, cement concrete, wood work, steel work, including T&P and scaffolding wherever necessary, sorting the dismantled material, disposal of unserviceable material and stacking the serviceable material with all lifts and lead. By Mechanical Means Cement Concrete Grade M-15 & M-20 | cum | 150 | 150 | 300
Note:
1) The uploaded drawings are indicative and are to be referred for guidance purpose only. However all foundations shall be designed to suit the site soil condition and as per the approved layout.
2) The land will be handed over " As is where is condition".
Date |  |  |  | Name
Place |  |  |  | Designation
Name of the company

## Sch-3C(ii)UGcable civil
Karnataka Power Transmission Corporation Limited
SCHEDULE - 3C(ii) - Price Breakup for - Cable Civil Portion |  |  |  | SCHEDULE - 3C(ii) - Price Breakup for -Line Civil Portion WorkB | SCHEDULE - 3C(ii) - Price Breakup for -Line Civil Portion WorkB | SCHEDULE - 3C(ii) - Price Breakup for -Line Civil Portion WorkB | SCHEDULE - 3C(ii) - Price Breakup for -Line Civil Portion WorkB | SCHEDULE - 3C(ii) - Price Breakup for -Line Civil Portion WorkB | SCHEDULE - 3C(ii) - Price Breakup for -Line Civil Portion WorkB | SCHEDULE - 3C(ii) - Price Breakup for -Line Civil Portion WorkB | SCHEDULE - 3C(ii) - Price Breakup for -Line Civil Portion WorkB | SCHEDULE - 3C(ii) - Price Breakup for -Line Civil Portion WorkB | SCHEDULE - 3C(ii) - Price Breakup for -Line Civil Portion WorkB | SCHEDULE - 3C(ii) - Price Breakup for -Line Civil Portion WorkB | SCHEDULE - 3C(ii) - Price Breakup for -Line Civil Portion WorkB | SCHEDULE - 3C(ii) - Price Breakup for -Line Civil Portion WorkB | SCHEDULE - 3C(ii) - Price Breakup for -Line Civil Portion WorkB | SCHEDULE - 3C(ii) - Price Breakup for -Line Civil Portion WorkB | SCHEDULE - 3C(ii) - Price Breakup for -Line Civil Portion WorkB | SCHEDULE - 3C(ii) - Price Breakup for -Line Civil Portion WorkB | SCHEDULE - 3C(ii) - Price Breakup for -Line Civil Portion WorkB | SCHEDULE - 3C(ii) - Price Breakup for -Line Civil Portion WorkB | SCHEDULE - 3C(ii) - Price Breakup for -Line Civil Portion WorkB | SCHEDULE - 3C(ii) - Price Breakup for -Line Civil Portion WorkB | SCHEDULE - 3C(ii) - Price Breakup for -Line Civil Portion WorkB | SCHEDULE - 3C(ii) - Price Breakup for -Line Civil Portion WorkB | SCHEDULE - 3C(ii) - Price Breakup for -Line Civil Portion WorkB | SCHEDULE - 3C(ii) - Price Breakup for -Line Civil Portion WorkB | SCHEDULE - 3C(ii) - Price Breakup for -Line Civil Portion WorkB | SCHEDULE - 3C(ii) - Price Breakup for -Line Civil Portion WorkB | SCHEDULE - 3C(ii) - Price Breakup for -Line Civil Portion WorkB | SCHEDULE - 3C(ii) - Price Breakup for -Line Civil Portion WorkB | SCHEDULE - 3C(ii) - Price Breakup for -Line Civil Portion WorkB | SCHEDULE - 3C(ii) - Price Breakup for -Line Civil Portion WorkB | SCHEDULE - 3C(ii) - Price Breakup for -Line Civil Portion WorkB | SCHEDULE - 3C(ii) - Price Breakup for -Line Civil Portion WorkB | SCHEDULE - 3C(ii) - Price Breakup for -Line Civil Portion WorkB | SCHEDULE - 3C(ii) - Price Breakup for -Line Civil Portion WorkB | SCHEDULE - 3C(ii) - Price Breakup for -Line Civil Portion WorkB | SCHEDULE - 3C(ii) - Price Breakup for -Line Civil Portion WorkB | SCHEDULE - 3C(ii) - Price Breakup for -Line Civil Portion WorkB | SCHEDULE - 3C(ii) - Price Breakup for -Line Civil Portion WorkB | SCHEDULE - 3C(ii) - Price Breakup for -Line Civil Portion WorkB | SCHEDULE - 3C(ii) - Price Breakup for -Line Civil Portion WorkB | SCHEDULE - 3C(ii) - Price Breakup for -Line Civil Portion WorkB | SCHEDULE - 3C(ii) - Price Breakup for -Line Civil Portion WorkB | SCHEDULE - 3C(ii) - Price Breakup for -Line Civil Portion WorkB | SCHEDULE - 3C(ii) - Price Breakup for -Line Civil Portion WorkB | SCHEDULE - 3C(ii) - Price Breakup for -Line Civil Portion WorkB | SCHEDULE - 3C(ii) - Price Breakup for -Line Civil Portion WorkB | SCHEDULE - 3C(ii) - Price Breakup for -Line Civil Portion WorkB | SCHEDULE - 3C(ii) - Price Breakup for -Line Civil Portion WorkB | SCHEDULE - 3C(ii) - Price Breakup for -Line Civil Portion WorkB | SCHEDULE - 3C(ii) - Price Breakup for -Line Civil Portion WorkB | SCHEDULE - 3C(ii) - Price Breakup for -Line Civil Portion WorkB | SCHEDULE - 3C(ii) - Price Breakup for -Line Civil Portion WorkB | SCHEDULE - 3C(ii) - Price Breakup for -Line Civil Portion WorkB | SCHEDULE - 3C(ii) - Price Breakup for -Line Civil Portion WorkB | SCHEDULE - 3C(ii) - Price Breakup for -Line Civil Portion WorkB | SCHEDULE - 3C(ii) - Price Breakup for -Line Civil Portion WorkB | SCHEDULE - 3C(ii) - Price Breakup for -Line Civil Portion WorkB | SCHEDULE - 3C(ii) - Price Breakup for -Line Civil Portion WorkB | SCHEDULE - 3C(ii) - Price Breakup for -Line Civil Portion WorkB | SCHEDULE - 3C(ii) - Price Breakup for -Line Civil Portion WorkB | SCHEDULE - 3C(ii) - Price Breakup for -Line Civil Portion WorkB | SCHEDULE - 3C(ii) - Price Breakup for -Line Civil Portion WorkB | SCHEDULE - 3C(ii) - Price Breakup for -Line Civil Portion WorkB | SCHEDULE - 3C(ii) - Price Breakup for -Line Civil Portion WorkB | SCHEDULE - 3C(ii) - Price Breakup for -Line Civil Portion WorkB | SCHEDULE - 3C(ii) - Price Breakup for -Line Civil Portion WorkB | SCHEDULE - 3C(ii) - Price Breakup for -Line Civil Portion WorkB | SCHEDULE - 3C(ii) - Price Breakup for -Line Civil Portion WorkB | SCHEDULE - 3C(ii) - Price Breakup for -Line Civil Portion WorkB | SCHEDULE - 3C(ii) - Price Breakup for -Line Civil Portion WorkB | SCHEDULE - 3C(ii) - Price Breakup for -Line Civil Portion WorkB | SCHEDULE - 3C(ii) - Price Breakup for -Line Civil Portion WorkB | SCHEDULE - 3C(ii) - Price Breakup for -Line Civil Portion WorkB | SCHEDULE - 3C(ii) - Price Breakup for -Line Civil Portion WorkB | SCHEDULE - 3C(ii) - Price Breakup for -Line Civil Portion WorkB | SCHEDULE - 3C(ii) - Price Breakup for -Line Civil Portion WorkB | SCHEDULE - 3C(ii) - Price Breakup for -Line Civil Portion WorkB | SCHEDULE - 3C(ii) - Price Breakup for -Line Civil Portion WorkB | SCHEDULE - 3C(ii) - Price Breakup for -Line Civil Portion WorkB | SCHEDULE - 3C(ii) - Price Breakup for -Line Civil Portion WorkB | SCHEDULE - 3C(ii) - Price Breakup for -Line Civil Portion WorkB | SCHEDULE - 3C(ii) - Price Breakup for -Line Civil Portion WorkB | SCHEDULE - 3C(ii) - Price Breakup for -Line Civil Portion WorkB | SCHEDULE - 3C(ii) - Price Breakup for -Line Civil Portion WorkB | SCHEDULE - 3C(ii) - Price Breakup for -Line Civil Portion WorkB | SCHEDULE - 3C(ii) - Price Breakup for -Line Civil Portion WorkB | SCHEDULE - 3C(ii) - Price Breakup for -Line Civil Portion WorkB | SCHEDULE - 3C(ii) - Price Breakup for -Line Civil Portion WorkB | SCHEDULE - 3C(ii) - Price Breakup for -Line Civil Portion WorkB | SCHEDULE - 3C(ii) - Price Breakup for -Line Civil Portion WorkB | SCHEDULE - 3C(ii) - Price Breakup for -Line Civil Portion WorkB | SCHEDULE - 3C(ii) - Price Breakup for -Line Civil Portion WorkB | SCHEDULE - 3C(ii) - Price Breakup for -Line Civil Portion WorkB | SCHEDULE - 3C(ii) - Price Breakup for -Line Civil Portion WorkB | SCHEDULE - 3C(ii) - Price Breakup for -Line Civil Portion WorkB | SCHEDULE - 3C(ii) - Price Breakup for -Line Civil Portion WorkB | SCHEDULE - 3C(ii) - Price Breakup for -Line Civil Portion WorkB | SCHEDULE - 3C(ii) - Price Breakup for -Line Civil Portion WorkB | SCHEDULE - 3C(ii) - Price Breakup for -Line Civil Portion WorkB | SCHEDULE - 3C(ii) - Price Breakup for -Line Civil Portion WorkB | SCHEDULE - 3C(ii) - Price Breakup for -Line Civil Portion WorkB | SCHEDULE - 3C(ii) - Price Breakup for -Line Civil Portion WorkB | SCHEDULE - 3C(ii) - Price Breakup for -Line Civil Portion WorkB | SCHEDULE - 3C(ii) - Price Breakup for -Line Civil Portion WorkB | SCHEDULE - 3C(ii) - Price Breakup for -Line Civil Portion WorkB | SCHEDULE - 3C(ii) - Price Breakup for -Line Civil Portion WorkB | SCHEDULE - 3C(ii) - Price Breakup for -Line Civil Portion WorkB | SCHEDULE - 3C(ii) - Price Breakup for -Line Civil Portion WorkB | SCHEDULE - 3C(ii) - Price Breakup for -Line Civil Portion WorkB | SCHEDULE - 3C(ii) - Price Breakup for -Line Civil Portion WorkB | SCHEDULE - 3C(ii) - Price Breakup for -Line Civil Portion WorkB | SCHEDULE - 3C(ii) - Price Breakup for -Line Civil Portion WorkB | SCHEDULE - 3C(ii) - Price Breakup for -Line Civil Portion WorkB | SCHEDULE - 3C(ii) - Price Breakup for -Line Civil Portion WorkB | SCHEDULE - 3C(ii) - Price Breakup for -Line Civil Portion WorkB | SCHEDULE - 3C(ii) - Price Breakup for -Line Civil Portion WorkB | SCHEDULE - 3C(ii) - Price Breakup for -Line Civil Portion WorkB | SCHEDULE - 3C(ii) - Price Breakup for -Line Civil Portion WorkB | SCHEDULE - 3C(ii) - Price Breakup for -Line Civil Portion WorkB | SCHEDULE - 3C(ii) - Price Breakup for -Line Civil Portion WorkB | SCHEDULE - 3C(ii) - Price Breakup for -Line Civil Portion WorkB | SCHEDULE - 3C(ii) - Price Breakup for -Line Civil Portion WorkB | SCHEDULE - 3C(ii) - Price Breakup for -Line Civil Portion WorkB | SCHEDULE - 3C(ii) - Price Breakup for -Line Civil Portion WorkB | SCHEDULE - 3C(ii) - Price Breakup for -Line Civil Portion WorkB | SCHEDULE - 3C(ii) - Price Breakup for -Line Civil Portion WorkB | SCHEDULE - 3C(ii) - Price Breakup for -Line Civil Portion WorkB | SCHEDULE - 3C(ii) - Price Breakup for -Line Civil Portion WorkB | SCHEDULE - 3C(ii) - Price Breakup for -Line Civil Portion WorkB | SCHEDULE - 3C(ii) - Price Breakup for -Line Civil Portion WorkB | SCHEDULE - 3C(ii) - Price Breakup for -Line Civil Portion WorkB | SCHEDULE - 3C(ii) - Price Breakup for -Line Civil Portion WorkB | SCHEDULE - 3C(ii) - Price Breakup for -Line Civil Portion WorkB | SCHEDULE - 3C(ii) - Price Breakup for -Line Civil Portion WorkB | SCHEDULE - 3C(ii) - Price Breakup for -Line Civil Portion WorkB | SCHEDULE - 3C(ii) - Price Breakup for -Line Civil Portion WorkB | SCHEDULE - 3C(ii) - Price Breakup for -Line Civil Portion WorkB | SCHEDULE - 3C(ii) - Price Breakup for -Line Civil Portion WorkB | SCHEDULE - 3C(ii) - Price Breakup for -Line Civil Portion WorkB | SCHEDULE - 3C(ii) - Price Breakup for -Line Civil Portion WorkB | SCHEDULE - 3C(ii) - Price Breakup for -Line Civil Portion WorkB | SCHEDULE - 3C(ii) - Price Breakup for -Line Civil Portion WorkB | SCHEDULE - 3C(ii) - Price Breakup for -Line Civil Portion WorkB | SCHEDULE - 3C(ii) - Price Breakup for -Line Civil Portion WorkB | SCHEDULE - 3C(ii) - Price Breakup for -Line Civil Portion WorkB | SCHEDULE - 3C(ii) - Price Breakup for -Line Civil Portion WorkB | SCHEDULE - 3C(ii) - Price Breakup for -Line Civil Portion WorkB | SCHEDULE - 3C(ii) - Price Breakup for -Line Civil Portion WorkB | SCHEDULE - 3C(ii) - Price Breakup for -Line Civil Portion WorkB | SCHEDULE - 3C(ii) - Price Breakup for -Line Civil Portion WorkB | SCHEDULE - 3C(ii) - Price Breakup for -Line Civil Portion WorkB | SCHEDULE - 3C(ii) - Price Breakup for -Line Civil Portion WorkB | SCHEDULE - 3C(ii) - Price Breakup for -Line Civil Portion WorkB | SCHEDULE - 3C(ii) - Price Breakup for -Line Civil Portion WorkB | SCHEDULE - 3C(ii) - Price Breakup for -Line Civil Portion WorkB | SCHEDULE - 3C(ii) - Price Breakup for -Line Civil Portion WorkB | SCHEDULE - 3C(ii) - Price Breakup for -Line Civil Portion WorkB | SCHEDULE - 3C(ii) - Price Breakup for -Line Civil Portion WorkB | SCHEDULE - 3C(ii) - Price Breakup for -Line Civil Portion WorkB | SCHEDULE - 3C(ii) - Price Breakup for -Line Civil Portion WorkB | SCHEDULE - 3C(ii) - Price Breakup for -Line Civil Portion WorkB | SCHEDULE - 3C(ii) - Price Breakup for -Line Civil Portion WorkB | SCHEDULE - 3C(ii) - Price Breakup for -Line Civil Portion WorkB | SCHEDULE - 3C(ii) - Price Breakup for -Line Civil Portion WorkB | SCHEDULE - 3C(ii) - Price Breakup for -Line Civil Portion WorkB | SCHEDULE - 3C(ii) - Price Breakup for -Line Civil Portion WorkB | SCHEDULE - 3C(ii) - Price Breakup for -Line Civil Portion WorkB | SCHEDULE - 3C(ii) - Price Breakup for -Line Civil Portion WorkB | SCHEDULE - 3C(ii) - Price Breakup for -Line Civil Portion WorkB | SCHEDULE - 3C(ii) - Price Breakup for -Line Civil Portion WorkB | SCHEDULE - 3C(ii) - Price Breakup for -Line Civil Portion WorkB | SCHEDULE - 3C(ii) - Price Breakup for -Line Civil Portion WorkB | SCHEDULE - 3C(ii) - Price Breakup for -Line Civil Portion WorkB | SCHEDULE - 3C(ii) - Price Breakup for -Line Civil Portion WorkB | SCHEDULE - 3C(ii) - Price Breakup for -Line Civil Portion WorkB | SCHEDULE - 3C(ii) - Price Breakup for -Line Civil Portion WorkB | SCHEDULE - 3C(ii) - Price Breakup for -Line Civil Portion WorkB | SCHEDULE - 3C(ii) - Price Breakup for -Line Civil Portion WorkB | SCHEDULE - 3C(ii) - Price Breakup for -Line Civil Portion WorkB | SCHEDULE - 3C(ii) - Price Breakup for -Line Civil Portion WorkB | SCHEDULE - 3C(ii) - Price Breakup for -Line Civil Portion WorkB | SCHEDULE - 3C(ii) - Price Breakup for -Line Civil Portion WorkB | SCHEDULE - 3C(ii) - Price Breakup for -Line Civil Portion WorkB | SCHEDULE - 3C(ii) - Price Breakup for -Line Civil Portion WorkB | SCHEDULE - 3C(ii) - Price Breakup for -Line Civil Portion WorkB | SCHEDULE - 3C(ii) - Price Breakup for -Line Civil Portion WorkB | SCHEDULE - 3C(ii) - Price Breakup for -Line Civil Portion WorkB | SCHEDULE - 3C(ii) - Price Breakup for -Line Civil Portion WorkB | SCHEDULE - 3C(ii) - Price Breakup for -Line Civil Portion WorkB | SCHEDULE - 3C(ii) - Price Breakup for -Line Civil Portion WorkB | SCHEDULE - 3C(ii) - Price Breakup for -Line Civil Portion WorkB | SCHEDULE - 3C(ii) - Price Breakup for -Line Civil Portion WorkB | SCHEDULE - 3C(ii) - Price Breakup for -Line Civil Portion WorkB | SCHEDULE - 3C(ii) - Price Breakup for -Line Civil Portion WorkB | SCHEDULE - 3C(ii) - Price Breakup for -Line Civil Portion WorkB | SCHEDULE - 3C(ii) - Price Breakup for -Line Civil Portion WorkB | SCHEDULE - 3C(ii) - Price Breakup for -Line Civil Portion WorkB | SCHEDULE - 3C(ii) - Price Breakup for -Line Civil Portion WorkB | SCHEDULE - 3C(ii) - Price Breakup for -Line Civil Portion WorkB | SCHEDULE - 3C(ii) - Price Breakup for -Line Civil Portion WorkB | SCHEDULE - 3C(ii) - Price Breakup for -Line Civil Portion WorkB | SCHEDULE - 3C(ii) - Price Breakup for -Line Civil Portion WorkB | SCHEDULE - 3C(ii) - Price Breakup for -Line Civil Portion WorkB | SCHEDULE - 3C(ii) - Price Breakup for -Line Civil Portion WorkB | SCHEDULE - 3C(ii) - Price Breakup for -Line Civil Portion WorkB | SCHEDULE - 3C(ii) - Price Breakup for -Line Civil Portion WorkB | SCHEDULE - 3C(ii) - Price Breakup for -Line Civil Portion WorkB | SCHEDULE - 3C(ii) - Price Breakup for -Line Civil Portion WorkB | SCHEDULE - 3C(ii) - Price Breakup for -Line Civil Portion WorkB | SCHEDULE - 3C(ii) - Price Breakup for -Line Civil Portion WorkB | SCHEDULE - 3C(ii) - Price Breakup for -Line Civil Portion WorkB | SCHEDULE - 3C(ii) - Price Breakup for -Line Civil Portion WorkB | SCHEDULE - 3C(ii) - Price Breakup for -Line Civil Portion WorkB | SCHEDULE - 3C(ii) - Price Breakup for -Line Civil Portion WorkB | SCHEDULE - 3C(ii) - Price Breakup for -Line Civil Portion WorkB | SCHEDULE - 3C(ii) - Price Breakup for -Line Civil Portion WorkB | SCHEDULE - 3C(ii) - Price Breakup for -Line Civil Portion WorkB | SCHEDULE - 3C(ii) - Price Breakup for -Line Civil Portion WorkB | SCHEDULE - 3C(ii) - Price Breakup for -Line Civil Portion WorkB | SCHEDULE - 3C(ii) - Price Breakup for -Line Civil Portion WorkB | SCHEDULE - 3C(ii) - Price Breakup for -Line Civil Portion WorkB | SCHEDULE - 3C(ii) - Price Breakup for -Line Civil Portion WorkB | SCHEDULE - 3C(ii) - Price Breakup for -Line Civil Portion WorkB | SCHEDULE - 3C(ii) - Price Breakup for -Line Civil Portion WorkB | SCHEDULE - 3C(ii) - Price Breakup for -Line Civil Portion WorkB | SCHEDULE - 3C(ii) - Price Breakup for -Line Civil Portion WorkB | SCHEDULE - 3C(ii) - Price Breakup for -Line Civil Portion WorkB | SCHEDULE - 3C(ii) - Price Breakup for -Line Civil Portion WorkB | SCHEDULE - 3C(ii) - Price Breakup for -Line Civil Portion WorkB | SCHEDULE - 3C(ii) - Price Breakup for -Line Civil Portion WorkB | SCHEDULE - 3C(ii) - Price Breakup for -Line Civil Portion WorkB | SCHEDULE - 3C(ii) - Price Breakup for -Line Civil Portion WorkB | SCHEDULE - 3C(ii) - Price Breakup for -Line Civil Portion WorkB | SCHEDULE - 3C(ii) - Price Breakup for -Line Civil Portion WorkB | SCHEDULE - 3C(ii) - Price Breakup for -Line Civil Portion WorkB | SCHEDULE - 3C(ii) - Price Breakup for -Line Civil Portion WorkB | SCHEDULE - 3C(ii) - Price Breakup for -Line Civil Portion WorkB | SCHEDULE - 3C(ii) - Price Breakup for -Line Civil Portion WorkB | SCHEDULE - 3C(ii) - Price Breakup for -Line Civil Portion WorkB | SCHEDULE - 3C(ii) - Price Breakup for -Line Civil Portion WorkB | SCHEDULE - 3C(ii) - Price Breakup for -Line Civil Portion WorkB | SCHEDULE - 3C(ii) - Price Breakup for -Line Civil Portion WorkB | SCHEDULE - 3C(ii) - Price Breakup for -Line Civil Portion WorkB | SCHEDULE - 3C(ii) - Price Breakup for -Line Civil Portion WorkB | SCHEDULE - 3C(ii) - Price Breakup for -Line Civil Portion WorkB | SCHEDULE - 3C(ii) - Price Breakup for -Line Civil Portion WorkB | SCHEDULE - 3C(ii) - Price Breakup for -Line Civil Portion WorkB | SCHEDULE - 3C(ii) - Price Breakup for -Line Civil Portion WorkB | SCHEDULE - 3C(ii) - Price Breakup for -Line Civil Portion WorkB | SCHEDULE - 3C(ii) - Price Breakup for -Line Civil Portion WorkB | SCHEDULE - 3C(ii) - Price Breakup for -Line Civil Portion WorkB | SCHEDULE - 3C(ii) - Price Breakup for -Line Civil Portion WorkB | SCHEDULE - 3C(ii) - Price Breakup for -Line Civil Portion WorkB | SCHEDULE - 3C(ii) - Price Breakup for -Line Civil Portion WorkB | SCHEDULE - 3C(ii) - Price Breakup for -Line Civil Portion WorkB | SCHEDULE - 3C(ii) - Price Breakup for -Line Civil Portion WorkB | SCHEDULE - 3C(ii) - Price Breakup for -Line Civil Portion WorkB | SCHEDULE - 3C(ii) - Price Breakup for -Line Civil Portion WorkB | SCHEDULE - 3C(ii) - Price Breakup for -Line Civil Portion WorkB | SCHEDULE - 3C(ii) - Price Breakup for -Line Civil Portion WorkB | SCHEDULE - 3C(ii) - Price Breakup for -Line Civil Portion WorkB | SCHEDULE - 3C(ii) - Price Breakup for -Line Civil Portion WorkB | SCHEDULE - 3C(ii) - Price Breakup for -Line Civil Portion WorkB | SCHEDULE - 3C(ii) - Price Breakup for -Line Civil Portion WorkB | SCHEDULE - 3C(ii) - Price Breakup for -Line Civil Portion WorkB | SCHEDULE - 3C(ii) - Price Breakup for -Line Civil Portion WorkB | SCHEDULE - 3C(ii) - Price Breakup for -Line Civil Portion WorkB | SCHEDULE - 3C(ii) - Price Breakup for -Line Civil Portion WorkB | SCHEDULE - 3C(ii) - Price Breakup for -Line Civil Portion WorkB | SCHEDULE - 3C(ii) - Price Breakup for -Line Civil Portion WorkB | SCHEDULE - 3C(ii) - Price Breakup for -Line Civil Portion WorkB | SCHEDULE - 3C(ii) - Price Breakup for -Line Civil Portion WorkB | SCHEDULE - 3C(ii) - Price Breakup for -Line Civil Portion WorkB | SCHEDULE - 3C(ii) - Price Breakup for -Line Civil Portion WorkB | SCHEDULE - 3C(ii) - Price Breakup for -Line Civil Portion WorkB | SCHEDULE - 3C(ii) - Price Breakup for -Line Civil Portion WorkB | SCHEDULE - 3C(ii) - Price Breakup for -Line Civil Portion WorkB | SCHEDULE - 3C(ii) - Price Breakup for -Line Civil Portion WorkB | SCHEDULE - 3C(ii) - Price Breakup for -Line Civil Portion WorkB | SCHEDULE - 3C(ii) - Price Breakup for -Line Civil Portion WorkB | SCHEDULE - 3C(ii) - Price Breakup for -Line Civil Portion WorkB | SCHEDULE - 3C(ii) - Price Breakup for -Line Civil Portion WorkB | SCHEDULE - 3C(ii) - Price Breakup for -Line Civil Portion WorkB | SCHEDULE - 3C(ii) - Price Breakup for -Line Civil Portion WorkB | SCHEDULE - 3C(ii) - Price Breakup for -Line Civil Portion WorkB | SCHEDULE - 3C(ii) - Price Breakup for -Line Civil Portion WorkB | SCHEDULE - 3C(ii) - Price Breakup for -Line Civil Portion WorkB | SCHEDULE - 3C(ii) - Price Breakup for -Line Civil Portion WorkB | SCHEDULE - 3C(ii) - Price Breakup for -Line Civil Portion WorkB | SCHEDULE - 3C(ii) - Price Breakup for -Line Civil Portion WorkB | SCHEDULE - 3C(ii) - Price Breakup for -Line Civil Portion WorkB | SCHEDULE - 3C(ii) - Price Breakup for -Line Civil Portion WorkB | SCHEDULE - 3C(ii) - Price Breakup for -Line Civil Portion WorkB | SCHEDULE - 3C(ii) - Price Breakup for -Line Civil Portion WorkB | SCHEDULE - 3C(ii) - Price Breakup for -Line Civil Portion WorkB | SCHEDULE - 3C(ii) - Price Breakup for -Line Civil Portion WorkB | SCHEDULE - 3C(ii) - Price Breakup for -Line Civil Portion WorkB | SCHEDULE - 3C(ii) - Price Breakup for -Line Civil Portion WorkB | SCHEDULE - 3C(ii) - Price Breakup for -Line Civil Portion WorkB | SCHEDULE - 3C(ii) - Price Breakup for -Line Civil Portion WorkB | SCHEDULE - 3C(ii) - Price Breakup for -Line Civil Portion WorkB | SCHEDULE - 3C(ii) - Price Breakup for -Line Civil Portion WorkB | SCHEDULE - 3C(ii) - Price Breakup for -Line Civil Portion WorkB | SCHEDULE - 3C(ii) - Price Breakup for -Line Civil Portion WorkB | SCHEDULE - 3C(ii) - Price Breakup for -Line Civil Portion WorkB | SCHEDULE - 3C(ii) - Price Breakup for -Line Civil Portion WorkB | SCHEDULE - 3C(ii) - Price Breakup for -Line Civil Portion WorkB | SCHEDULE - 3C(ii) - Price Breakup for -Line Civil Portion WorkB | SCHEDULE - 3C(ii) - Price Breakup for -Line Civil Portion WorkB | SCHEDULE - 3C(ii) - Price Breakup for -Line Civil Portion WorkB | SCHEDULE - 3C(ii) - Price Breakup for -Line Civil Portion WorkB | SCHEDULE - 3C(ii) - Price Breakup for -Line Civil Portion WorkB | SCHEDULE - 3C(ii) - Price Breakup for -Line Civil Portion WorkB | SCHEDULE - 3C(ii) - Price Breakup for -Line Civil Portion WorkB | SCHEDULE - 3C(ii) - Price Breakup for -Line Civil Portion WorkB | SCHEDULE - 3C(ii) - Price Breakup for -Line Civil Portion WorkB | SCHEDULE - 3C(ii) - Price Breakup for -Line Civil Portion WorkB | SCHEDULE - 3C(ii) - Price Breakup for -Line Civil Portion WorkB | SCHEDULE - 3C(ii) - Price Breakup for -Line Civil Portion WorkB | SCHEDULE - 3C(ii) - Price Breakup for -Line Civil Portion WorkB | SCHEDULE - 3C(ii) - Price Breakup for -Line Civil Portion WorkB | SCHEDULE - 3C(ii) - Price Breakup for -Line Civil Portion WorkB | SCHEDULE - 3C(ii) - Price Breakup for -Line Civil Portion WorkB | SCHEDULE - 3C(ii) - Price Breakup for -Line Civil Portion WorkB | SCHEDULE - 3C(ii) - Price Breakup for -Line Civil Portion WorkB | SCHEDULE - 3C(ii) - Price Breakup for -Line Civil Portion WorkB | SCHEDULE - 3C(ii) - Price Breakup for -Line Civil Portion WorkB | SCHEDULE - 3C(ii) - Price Breakup for -Line Civil Portion WorkB | SCHEDULE - 3C(ii) - Price Breakup for -Line Civil Portion WorkB | SCHEDULE - 3C(ii) - Price Breakup for -Line Civil Portion WorkB | SCHEDULE - 3C(ii) - Price Breakup for -Line Civil Portion WorkB | SCHEDULE - 3C(ii) - Price Breakup for -Line Civil Portion WorkB | SCHEDULE - 3C(ii) - Price Breakup for -Line Civil Portion WorkB | SCHEDULE - 3C(ii) - Price Breakup for -Line Civil Portion WorkB | SCHEDULE - 3C(ii) - Price Breakup for -Line Civil Portion WorkB | SCHEDULE - 3C(ii) - Price Breakup for -Line Civil Portion WorkB | SCHEDULE - 3C(ii) - Price Breakup for -Line Civil Portion WorkB | SCHEDULE - 3C(ii) - Price Breakup for -Line Civil Portion WorkB | SCHEDULE - 3C(ii) - Price Breakup for -Line Civil Portion WorkB | SCHEDULE - 3C(ii) - Price Breakup for -Line Civil Portion WorkB | SCHEDULE - 3C(ii) - Price Breakup for -Line Civil Portion WorkB | SCHEDULE - 3C(ii) - Price Breakup for -Line Civil Portion WorkB | SCHEDULE - 3C(ii) - Price Breakup for -Line Civil Portion WorkB | SCHEDULE - 3C(ii) - Price Breakup for -Line Civil Portion WorkB | SCHEDULE - 3C(ii) - Price Breakup for -Line Civil Portion WorkB | SCHEDULE - 3C(ii) - Price Breakup for -Line Civil Portion WorkB | SCHEDULE - 3C(ii) - Price Breakup for -Line Civil Portion WorkB | SCHEDULE - 3C(ii) - Price Breakup for -Line Civil Portion WorkB | SCHEDULE - 3C(ii) - Price Breakup for -Line Civil Portion WorkB | SCHEDULE - 3C(ii) - Price Breakup for -Line Civil Portion WorkB | SCHEDULE - 3C(ii) - Price Breakup for -Line Civil Portion WorkB | SCHEDULE - 3C(ii) - Price Breakup for -Line Civil Portion WorkB | SCHEDULE - 3C(ii) - Price Breakup for -Line Civil Portion WorkB | SCHEDULE - 3C(ii) - Price Breakup for -Line Civil Portion WorkB | SCHEDULE - 3C(ii) - Price Breakup for -Line Civil Portion WorkB | SCHEDULE - 3C(ii) - Price Breakup for -Line Civil Portion WorkB | SCHEDULE - 3C(ii) - Price Breakup for -Line Civil Portion WorkB | SCHEDULE - 3C(ii) - Price Breakup for -Line Civil Portion WorkB | SCHEDULE - 3C(ii) - Price Breakup for -Line Civil Portion WorkB | SCHEDULE - 3C(ii) - Price Breakup for -Line Civil Portion WorkB | SCHEDULE - 3C(ii) - Price Breakup for -Line Civil Portion WorkB | SCHEDULE - 3C(ii) - Price Breakup for -Line Civil Portion WorkB | SCHEDULE - 3C(ii) - Price Breakup for -Line Civil Portion WorkB | SCHEDULE - 3C(ii) - Price Breakup for -Line Civil Portion WorkB | SCHEDULE - 3C(ii) - Price Breakup for -Line Civil Portion WorkB | SCHEDULE - 3C(ii) - Price Breakup for -Line Civil Portion WorkB | SCHEDULE - 3C(ii) - Price Breakup for -Line Civil Portion WorkB | SCHEDULE - 3C(ii) - Price Breakup for -Line Civil Portion WorkB | SCHEDULE - 3C(ii) - Price Breakup for -Line Civil Portion WorkB | SCHEDULE - 3C(ii) - Price Breakup for -Line Civil Portion WorkB | SCHEDULE - 3C(ii) - Price Breakup for -Line Civil Portion WorkB | SCHEDULE - 3C(ii) - Price Breakup for -Line Civil Portion WorkB | SCHEDULE - 3C(ii) - Price Breakup for -Line Civil Portion WorkB | SCHEDULE - 3C(ii) - Price Breakup for -Line Civil Portion WorkB | SCHEDULE - 3C(ii) - Price Breakup for -Line Civil Portion WorkB | SCHEDULE - 3C(ii) - Price Breakup for -Line Civil Portion WorkB | SCHEDULE - 3C(ii) - Price Breakup for -Line Civil Portion WorkB | SCHEDULE - 3C(ii) - Price Breakup for -Line Civil Portion WorkB | SCHEDULE - 3C(ii) - Price Breakup for -Line Civil Portion WorkB | SCHEDULE - 3C(ii) - Price Breakup for -Line Civil Portion WorkB | SCHEDULE - 3C(ii) - Price Breakup for -Line Civil Portion WorkB | SCHEDULE - 3C(ii) - Price Breakup for -Line Civil Portion WorkB | SCHEDULE - 3C(ii) - Price Breakup for -Line Civil Portion WorkB | SCHEDULE - 3C(ii) - Price Breakup for -Line Civil Portion WorkB | SCHEDULE - 3C(ii) - Price Breakup for -Line Civil Portion WorkB | SCHEDULE - 3C(ii) - Price Breakup for -Line Civil Portion WorkB | SCHEDULE - 3C(ii) - Price Breakup for -Line Civil Portion WorkB | SCHEDULE - 3C(ii) - Price Breakup for -Line Civil Portion WorkB | SCHEDULE - 3C(ii) - Price Breakup for -Line Civil Portion WorkB | SCHEDULE - 3C(ii) - Price Breakup for -Line Civil Portion WorkB | SCHEDULE - 3C(ii) - Price Breakup for -Line Civil Portion WorkB | SCHEDULE - 3C(ii) - Price Breakup for -Line Civil Portion WorkB | SCHEDULE - 3C(ii) - Price Breakup for -Line Civil Portion WorkB | SCHEDULE - 3C(ii) - Price Breakup for -Line Civil Portion WorkB | SCHEDULE - 3C(ii) - Price Breakup for -Line Civil Portion WorkB | SCHEDULE - 3C(ii) - Price Breakup for -Line Civil Portion WorkB | SCHEDULE - 3C(ii) - Price Breakup for -Line Civil Portion WorkB | SCHEDULE - 3C(ii) - Price Breakup for -Line Civil Portion WorkB | SCHEDULE - 3C(ii) - Price Breakup for -Line Civil Portion WorkB | SCHEDULE - 3C(ii) - Price Breakup for -Line Civil Portion WorkB | SCHEDULE - 3C(ii) - Price Breakup for -Line Civil Portion WorkB | SCHEDULE - 3C(ii) - Price Breakup for -Line Civil Portion WorkB | SCHEDULE - 3C(ii) - Price Breakup for -Line Civil Portion WorkB | SCHEDULE - 3C(ii) - Price Breakup for -Line Civil Portion WorkB | SCHEDULE - 3C(ii) - Price Breakup for -Line Civil Portion WorkB | SCHEDULE - 3C(ii) - Price Breakup for -Line Civil Portion WorkB | SCHEDULE - 3C(ii) - Price Breakup for -Line Civil Portion WorkB | SCHEDULE - 3C(ii) - Price Breakup for -Line Civil Portion WorkB | SCHEDULE - 3C(ii) - Price Breakup for -Line Civil Portion WorkB | SCHEDULE - 3C(ii) - Price Breakup for -Line Civil Portion WorkB | SCHEDULE - 3C(ii) - Price Breakup for -Line Civil Portion WorkB | SCHEDULE - 3C(ii) - Price Breakup for -Line Civil Portion WorkB | SCHEDULE - 3C(ii) - Price Breakup for -Line Civil Portion WorkB | SCHEDULE - 3C(ii) - Price Breakup for -Line Civil Portion WorkB | SCHEDULE - 3C(ii) - Price Breakup for -Line Civil Portion WorkB | SCHEDULE - 3C(ii) - Price Breakup for -Line Civil Portion WorkB | SCHEDULE - 3C(ii) - Price Breakup for -Line Civil Portion WorkB | SCHEDULE - 3C(ii) - Price Breakup for -Line Civil Portion WorkB | SCHEDULE - 3C(ii) - Price Breakup for -Line Civil Portion WorkB | SCHEDULE - 3C(ii) - Price Breakup for -Line Civil Portion WorkB | SCHEDULE - 3C(ii) - Price Breakup for -Line Civil Portion WorkB | SCHEDULE - 3C(ii) - Price Breakup for -Line Civil Portion WorkB | SCHEDULE - 3C(ii) - Price Breakup for -Line Civil Portion WorkB | SCHEDULE - 3C(ii) - Price Breakup for -Line Civil Portion WorkB | SCHEDULE - 3C(ii) - Price Breakup for -Line Civil Portion WorkB | SCHEDULE - 3C(ii) - Price Breakup for -Line Civil Portion WorkB | SCHEDULE - 3C(ii) - Price Breakup for -Line Civil Portion WorkB | SCHEDULE - 3C(ii) - Price Breakup for -Line Civil Portion WorkB | SCHEDULE - 3C(ii) - Price Breakup for -Line Civil Portion WorkB | SCHEDULE - 3C(ii) - Price Breakup for -Line Civil Portion WorkB | SCHEDULE - 3C(ii) - Price Breakup for -Line Civil Portion WorkB | SCHEDULE - 3C(ii) - Price Breakup for -Line Civil Portion WorkB | SCHEDULE - 3C(ii) - Price Breakup for -Line Civil Portion WorkB | SCHEDULE - 3C(ii) - Price Breakup for -Line Civil Portion WorkB | SCHEDULE - 3C(ii) - Price Breakup for -Line Civil Portion WorkB | SCHEDULE - 3C(ii) - Price Breakup for -Line Civil Portion WorkB | SCHEDULE - 3C(ii) - Price Breakup for -Line Civil Portion WorkB | SCHEDULE - 3C(ii) - Price Breakup for -Line Civil Portion WorkB | SCHEDULE - 3C(ii) - Price Breakup for -Line Civil Portion WorkB | SCHEDULE - 3C(ii) - Price Breakup for -Line Civil Portion WorkB | SCHEDULE - 3C(ii) - Price Breakup for -Line Civil Portion WorkB | SCHEDULE - 3C(ii) - Price Breakup for -Line Civil Portion WorkB | SCHEDULE - 3C(ii) - Price Breakup for -Line Civil Portion WorkB | SCHEDULE - 3C(ii) - Price Breakup for -Line Civil Portion WorkB | SCHEDULE - 3C(ii) - Price Breakup for -Line Civil Portion WorkB | SCHEDULE - 3C(ii) - Price Breakup for -Line Civil Portion WorkB | SCHEDULE - 3C(ii) - Price Breakup for -Line Civil Portion WorkB | SCHEDULE - 3C(ii) - Price Breakup for -Line Civil Portion WorkB | SCHEDULE - 3C(ii) - Price Breakup for -Line Civil Portion WorkB | SCHEDULE - 3C(ii) - Price Breakup for -Line Civil Portion WorkB | SCHEDULE - 3C(ii) - Price Breakup for -Line Civil Portion WorkB | SCHEDULE - 3C(ii) - Price Breakup for -Line Civil Portion WorkB | SCHEDULE - 3C(ii) - Price Breakup for -Line Civil Portion WorkB | SCHEDULE - 3C(ii) - Price Breakup for -Line Civil Portion WorkB | SCHEDULE - 3C(ii) - Price Breakup for -Line Civil Portion WorkB | SCHEDULE - 3C(ii) - Price Breakup for -Line Civil Portion WorkB | SCHEDULE - 3C(ii) - Price Breakup for -Line Civil Portion WorkB | SCHEDULE - 3C(ii) - Price Breakup for -Line Civil Portion WorkB | SCHEDULE - 3C(ii) - Price Breakup for -Line Civil Portion WorkB | SCHEDULE - 3C(ii) - Price Breakup for -Line Civil Portion WorkB | SCHEDULE - 3C(ii) - Price Breakup for -Line Civil Portion WorkB | SCHEDULE - 3C(ii) - Price Breakup for -Line Civil Portion WorkB | SCHEDULE - 3C(ii) - Price Breakup for -Line Civil Portion WorkB | SCHEDULE - 3C(ii) - Price Breakup for -Line Civil Portion WorkB | SCHEDULE - 3C(ii) - Price Breakup for -Line Civil Portion WorkB | SCHEDULE - 3C(ii) - Price Breakup for -Line Civil Portion WorkB | SCHEDULE - 3C(ii) - Price Breakup for -Line Civil Portion WorkB | SCHEDULE - 3C(ii) - Price Breakup for -Line Civil Portion WorkB | SCHEDULE - 3C(ii) - Price Breakup for -Line Civil Portion WorkB | SCHEDULE - 3C(ii) - Price Breakup for -Line Civil Portion WorkB | SCHEDULE - 3C(ii) - Price Breakup for -Line Civil Portion WorkB | SCHEDULE - 3C(ii) - Price Breakup for -Line Civil Portion WorkB | SCHEDULE - 3C(ii) - Price Breakup for -Line Civil Portion WorkB | SCHEDULE - 3C(ii) - Price Breakup for -Line Civil Portion WorkB | SCHEDULE - 3C(ii) - Price Breakup for -Line Civil Portion WorkB | SCHEDULE - 3C(ii) - Price Breakup for -Line Civil Portion WorkB | SCHEDULE - 3C(ii) - Price Breakup for -Line Civil Portion WorkB | SCHEDULE - 3C(ii) - Price Breakup for -Line Civil Portion WorkB | SCHEDULE - 3C(ii) - Price Breakup for -Line Civil Portion WorkB | SCHEDULE - 3C(ii) - Price Breakup for -Line Civil Portion WorkB | SCHEDULE - 3C(ii) - Price Breakup for -Line Civil Portion WorkB | SCHEDULE - 3C(ii) - Price Breakup for -Line Civil Portion WorkB | SCHEDULE - 3C(ii) - Price Breakup for -Line Civil Portion WorkB | SCHEDULE - 3C(ii) - Price Breakup for -Line Civil Portion WorkB | SCHEDULE - 3C(ii) - Price Breakup for -Line Civil Portion WorkB | SCHEDULE - 3C(ii) - Price Breakup for -Line Civil Portion WorkB | SCHEDULE - 3C(ii) - Price Breakup for -Line Civil Portion WorkB | SCHEDULE - 3C(ii) - Price Breakup for -Line Civil Portion WorkB | SCHEDULE - 3C(ii) - Price Breakup for -Line Civil Portion WorkB | SCHEDULE - 3C(ii) - Price Breakup for -Line Civil Portion WorkB | SCHEDULE - 3C(ii) - Price Breakup for -Line Civil Portion WorkB | SCHEDULE - 3C(ii) - Price Breakup for -Line Civil Portion WorkB | SCHEDULE - 3C(ii) - Price Breakup for -Line Civil Portion WorkB | SCHEDULE - 3C(ii) - Price Breakup for -Line Civil Portion WorkB | SCHEDULE - 3C(ii) - Price Breakup for -Line Civil Portion WorkB | SCHEDULE - 3C(ii) - Price Breakup for -Line Civil Portion WorkB | SCHEDULE - 3C(ii) - Price Breakup for -Line Civil Portion WorkB | SCHEDULE - 3C(ii) - Price Breakup for -Line Civil Portion WorkB | SCHEDULE - 3C(ii) - Price Breakup for -Line Civil Portion WorkB | SCHEDULE - 3C(ii) - Price Breakup for -Line Civil Portion WorkB | SCHEDULE - 3C(ii) - Price Breakup for -Line Civil Portion WorkB | SCHEDULE - 3C(ii) - Price Breakup for -Line Civil Portion WorkB | SCHEDULE - 3C(ii) - Price Breakup for -Line Civil Portion WorkB | SCHEDULE - 3C(ii) - Price Breakup for -Line Civil Portion WorkB | SCHEDULE - 3C(ii) - Price Breakup for -Line Civil Portion WorkB | SCHEDULE - 3C(ii) - Price Breakup for -Line Civil Portion WorkB | SCHEDULE - 3C(ii) - Price Breakup for -Line Civil Portion WorkB | SCHEDULE - 3C(ii) - Price Breakup for -Line Civil Portion WorkB | SCHEDULE - 3C(ii) - Price Breakup for -Line Civil Portion WorkB | SCHEDULE - 3C(ii) - Price Breakup for -Line Civil Portion WorkB | SCHEDULE - 3C(ii) - Price Breakup for -Line Civil Portion WorkB | SCHEDULE - 3C(ii) - Price Breakup for -Line Civil Portion WorkB | SCHEDULE - 3C(ii) - Price Breakup for -Line Civil Portion WorkB | SCHEDULE - 3C(ii) - Price Breakup for -Line Civil Portion WorkB | SCHEDULE - 3C(ii) - Price Breakup for -Line Civil Portion WorkB | SCHEDULE - 3C(ii) - Price Breakup for -Line Civil Portion WorkB | SCHEDULE - 3C(ii) - Price Breakup for -Line Civil Portion WorkB | SCHEDULE - 3C(ii) - Price Breakup for -Line Civil Portion WorkB | SCHEDULE - 3C(ii) - Price Breakup for -Line Civil Portion WorkB | SCHEDULE - 3C(ii) - Price Breakup for -Line Civil Portion WorkB | SCHEDULE - 3C(ii) - Price Breakup for -Line Civil Portion WorkB | SCHEDULE - 3C(ii) - Price Breakup for -Line Civil Portion WorkB | SCHEDULE - 3C(ii) - Price Breakup for -Line Civil Portion WorkB | SCHEDULE - 3C(ii) - Price Breakup for -Line Civil Portion WorkB | SCHEDULE - 3C(ii) - Price Breakup for -Line Civil Portion WorkB | SCHEDULE - 3C(ii) - Price Breakup for -Line Civil Portion WorkB | SCHEDULE - 3C(ii) - Price Breakup for -Line Civil Portion WorkB | SCHEDULE - 3C(ii) - Price Breakup for -Line Civil Portion WorkB | SCHEDULE - 3C(ii) - Price Breakup for -Line Civil Portion WorkB | SCHEDULE - 3C(ii) - Price Breakup for -Line Civil Portion WorkB | SCHEDULE - 3C(ii) - Price Breakup for -Line Civil Portion WorkB | SCHEDULE - 3C(ii) - Price Breakup for -Line Civil Portion WorkB | SCHEDULE - 3C(ii) - Price Breakup for -Line Civil Portion WorkB | SCHEDULE - 3C(ii) - Price Breakup for -Line Civil Portion WorkB | SCHEDULE - 3C(ii) - Price Breakup for -Line Civil Portion WorkB | SCHEDULE - 3C(ii) - Price Breakup for -Line Civil Portion WorkB | SCHEDULE - 3C(ii) - Price Breakup for -Line Civil Portion WorkB | SCHEDULE - 3C(ii) - Price Breakup for -Line Civil Portion WorkB | SCHEDULE - 3C(ii) - Price Breakup for -Line Civil Portion WorkB | SCHEDULE - 3C(ii) - Price Breakup for -Line Civil Portion WorkB | SCHEDULE - 3C(ii) - Price Breakup for -Line Civil Portion WorkB | SCHEDULE - 3C(ii) - Price Breakup for -Line Civil Portion WorkB | SCHEDULE - 3C(ii) - Price Breakup for -Line Civil Portion WorkB | SCHEDULE - 3C(ii) - Price Breakup for -Line Civil Portion WorkB | SCHEDULE - 3C(ii) - Price Breakup for -Line Civil Portion WorkB | SCHEDULE - 3C(ii) - Price Breakup for -Line Civil Portion WorkB | SCHEDULE - 3C(ii) - Price Breakup for -Line Civil Portion WorkB | SCHEDULE - 3C(ii) - Price Breakup for -Line Civil Portion WorkB | SCHEDULE - 3C(ii) - Price Breakup for -Line Civil Portion WorkB | SCHEDULE - 3C(ii) - Price Breakup for -Line Civil Portion WorkB | SCHEDULE - 3C(ii) - Price Breakup for -Line Civil Portion WorkB | SCHEDULE - 3C(ii) - Price Breakup for -Line Civil Portion WorkB | SCHEDULE - 3C(ii) - Price Breakup for -Line Civil Portion WorkB | SCHEDULE - 3C(ii) - Price Breakup for -Line Civil Portion WorkB | SCHEDULE - 3C(ii) - Price Breakup for -Line Civil Portion WorkB | SCHEDULE - 3C(ii) - Price Breakup for -Line Civil Portion WorkB | SCHEDULE - 3C(ii) - Price Breakup for -Line Civil Portion WorkB | SCHEDULE - 3C(ii) - Price Breakup for -Line Civil Portion WorkB | SCHEDULE - 3C(ii) - Price Breakup for -Line Civil Portion WorkB | SCHEDULE - 3C(ii) - Price Breakup for -Line Civil Portion WorkB | SCHEDULE - 3C(ii) - Price Breakup for -Line Civil Portion WorkB | SCHEDULE - 3C(ii) - Price Breakup for -Line Civil Portion WorkB | SCHEDULE - 3C(ii) - Price Breakup for -Line Civil Portion WorkB | SCHEDULE - 3C(ii) - Price Breakup for -Line Civil Portion WorkB | SCHEDULE - 3C(ii) - Price Breakup for -Line Civil Portion WorkB | SCHEDULE - 3C(ii) - Price Breakup for -Line Civil Portion WorkB | SCHEDULE - 3C(ii) - Price Breakup for -Line Civil Portion WorkB | SCHEDULE - 3C(ii) - Price Breakup for -Line Civil Portion WorkB | SCHEDULE - 3C(ii) - Price Breakup for -Line Civil Portion WorkB | SCHEDULE - 3C(ii) - Price Breakup for -Line Civil Portion WorkB | SCHEDULE - 3C(ii) - Price Breakup for -Line Civil Portion WorkB | SCHEDULE - 3C(ii) - Price Breakup for -Line Civil Portion WorkB | SCHEDULE - 3C(ii) - Price Breakup for -Line Civil Portion WorkB | SCHEDULE - 3C(ii) - Price Breakup for -Line Civil Portion WorkB | SCHEDULE - 3C(ii) - Price Breakup for -Line Civil Portion WorkB | SCHEDULE - 3C(ii) - Price Breakup for -Line Civil Portion WorkB | SCHEDULE - 3C(ii) - Price Breakup for -Line Civil Portion WorkB | SCHEDULE - 3C(ii) - Price Breakup for -Line Civil Portion WorkB | SCHEDULE - 3C(ii) - Price Breakup for -Line Civil Portion WorkB | SCHEDULE - 3C(ii) - Price Breakup for -Line Civil Portion WorkB | SCHEDULE - 3C(ii) - Price Breakup for -Line Civil Portion WorkB | SCHEDULE - 3C(ii) - Price Breakup for -Line Civil Portion WorkB | SCHEDULE - 3C(ii) - Price Breakup for -Line Civil Portion WorkB | SCHEDULE - 3C(ii) - Price Breakup for -Line Civil Portion WorkB | SCHEDULE - 3C(ii) - Price Breakup for -Line Civil Portion WorkB | SCHEDULE - 3C(ii) - Price Breakup for -Line Civil Portion WorkB | SCHEDULE - 3C(ii) - Price Breakup for -Line Civil Portion WorkB | SCHEDULE - 3C(ii) - Price Breakup for -Line Civil Portion WorkB | SCHEDULE - 3C(ii) - Price Breakup for -Line Civil Portion WorkB | SCHEDULE - 3C(ii) - Price Breakup for -Line Civil Portion WorkB | SCHEDULE - 3C(ii) - Price Breakup for -Line Civil Portion WorkB | SCHEDULE - 3C(ii) - Price Breakup for -Line Civil Portion WorkB | SCHEDULE - 3C(ii) - Price Breakup for -Line Civil Portion WorkB | SCHEDULE - 3C(ii) - Price Breakup for -Line Civil Portion WorkB | SCHEDULE - 3C(ii) - Price Breakup for -Line Civil Portion WorkB | SCHEDULE - 3C(ii) - Price Breakup for -Line Civil Portion WorkB | SCHEDULE - 3C(ii) - Price Breakup for -Line Civil Portion WorkB | SCHEDULE - 3C(ii) - Price Breakup for -Line Civil Portion WorkB | SCHEDULE - 3C(ii) - Price Breakup for -Line Civil Portion WorkB | SCHEDULE - 3C(ii) - Price Breakup for -Line Civil Portion WorkB | SCHEDULE - 3C(ii) - Price Breakup for -Line Civil Portion WorkB | SCHEDULE - 3C(ii) - Price Breakup for -Line Civil Portion WorkB | SCHEDULE - 3C(ii) - Price Breakup for -Line Civil Portion WorkB | SCHEDULE - 3C(ii) - Price Breakup for -Line Civil Portion WorkB | SCHEDULE - 3C(ii) - Price Breakup for -Line Civil Portion WorkB | SCHEDULE - 3C(ii) - Price Breakup for -Line Civil Portion WorkB | SCHEDULE - 3C(ii) - Price Breakup for -Line Civil Portion WorkB | SCHEDULE - 3C(ii) - Price Breakup for -Line Civil Portion WorkB | SCHEDULE - 3C(ii) - Price Breakup for -Line Civil Portion WorkB | SCHEDULE - 3C(ii) - Price Breakup for -Line Civil Portion WorkB | SCHEDULE - 3C(ii) - Price Breakup for -Line Civil Portion WorkB | SCHEDULE - 3C(ii) - Price Breakup for -Line Civil Portion WorkB | SCHEDULE - 3C(ii) - Price Breakup for -Line Civil Portion WorkB | SCHEDULE - 3C(ii) - Price Breakup for -Line Civil Portion WorkB | SCHEDULE - 3C(ii) - Price Breakup for -Line Civil Portion WorkB | SCHEDULE - 3C(ii) - Price Breakup for -Line Civil Portion WorkB | SCHEDULE - 3C(ii) - Price Breakup for -Line Civil Portion WorkB | SCHEDULE - 3C(ii) - Price Breakup for -Line Civil Portion WorkB | SCHEDULE - 3C(ii) - Price Breakup for -Line Civil Portion WorkB | SCHEDULE - 3C(ii) - Price Breakup for -Line Civil Portion WorkB | SCHEDULE - 3C(ii) - Price Breakup for -Line Civil Portion WorkB | SCHEDULE - 3C(ii) - Price Breakup for -Line Civil Portion WorkB | SCHEDULE - 3C(ii) - Price Breakup for -Line Civil Portion WorkB | SCHEDULE - 3C(ii) - Price Breakup for -Line Civil Portion WorkB | SCHEDULE - 3C(ii) - Price Breakup for -Line Civil Portion WorkB | SCHEDULE - 3C(ii) - Price Breakup for -Line Civil Portion WorkB | SCHEDULE - 3C(ii) - Price Breakup for -Line Civil Portion WorkB | SCHEDULE - 3C(ii) - Price Breakup for -Line Civil Portion WorkB | SCHEDULE - 3C(ii) - Price Breakup for -Line Civil Portion WorkB | SCHEDULE - 3C(ii) - Price Breakup for -Line Civil Portion WorkB | SCHEDULE - 3C(ii) - Price Breakup for -Line Civil Portion WorkB | SCHEDULE - 3C(ii) - Price Breakup for -Line Civil Portion WorkB | SCHEDULE - 3C(ii) - Price Breakup for -Line Civil Portion WorkB | SCHEDULE - 3C(ii) - Price Breakup for -Line Civil Portion WorkB | SCHEDULE - 3C(ii) - Price Breakup for -Line Civil Portion WorkB | SCHEDULE - 3C(ii) - Price Breakup for -Line Civil Portion WorkB | SCHEDULE - 3C(ii) - Price Breakup for -Line Civil Portion WorkB | SCHEDULE - 3C(ii) - Price Breakup for -Line Civil Portion WorkB | SCHEDULE - 3C(ii) - Price Breakup for -Line Civil Portion WorkB | SCHEDULE - 3C(ii) - Price Breakup for -Line Civil Portion WorkB | SCHEDULE - 3C(ii) - Price Breakup for -Line Civil Portion WorkB | SCHEDULE - 3C(ii) - Price Breakup for -Line Civil Portion WorkB | SCHEDULE - 3C(ii) - Price Breakup for -Line Civil Portion WorkB | SCHEDULE - 3C(ii) - Price Breakup for -Line Civil Portion WorkB | SCHEDULE - 3C(ii) - Price Breakup for -Line Civil Portion WorkB | SCHEDULE - 3C(ii) - Price Breakup for -Line Civil Portion WorkB | SCHEDULE - 3C(ii) - Price Breakup for -Line Civil Portion WorkB | SCHEDULE - 3C(ii) - Price Breakup for -Line Civil Portion WorkB | SCHEDULE - 3C(ii) - Price Breakup for -Line Civil Portion WorkB | SCHEDULE - 3C(ii) - Price Breakup for -Line Civil Portion WorkB | SCHEDULE - 3C(ii) - Price Breakup for -Line Civil Portion WorkB | SCHEDULE - 3C(ii) - Price Breakup for -Line Civil Portion WorkB | SCHEDULE - 3C(ii) - Price Breakup for -Line Civil Portion WorkB | SCHEDULE - 3C(ii) - Price Breakup for -Line Civil Portion WorkB | SCHEDULE - 3C(ii) - Price Breakup for -Line Civil Portion WorkB | SCHEDULE - 3C(ii) - Price Breakup for -Line Civil Portion WorkB | SCHEDULE - 3C(ii) - Price Breakup for -Line Civil Portion WorkB | SCHEDULE - 3C(ii) - Price Breakup for -Line Civil Portion WorkB | SCHEDULE - 3C(ii) - Price Breakup for -Line Civil Portion WorkB | SCHEDULE - 3C(ii) - Price Breakup for -Line Civil Portion WorkB | SCHEDULE - 3C(ii) - Price Breakup for -Line Civil Portion WorkB | SCHEDULE - 3C(ii) - Price Breakup for -Line Civil Portion WorkB | SCHEDULE - 3C(ii) - Price Breakup for -Line Civil Portion WorkB | SCHEDULE - 3C(ii) - Price Breakup for -Line Civil Portion WorkB | SCHEDULE - 3C(ii) - Price Breakup for -Line Civil Portion WorkB | SCHEDULE - 3C(ii) - Price Breakup for -Line Civil Portion WorkB | SCHEDULE - 3C(ii) - Price Breakup for -Line Civil Portion WorkB | SCHEDULE - 3C(ii) - Price Breakup for -Line Civil Portion WorkB | SCHEDULE - 3C(ii) - Price Breakup for -Line Civil Portion WorkB | SCHEDULE - 3C(ii) - Price Breakup for -Line Civil Portion WorkB | SCHEDULE - 3C(ii) - Price Breakup for -Line Civil Portion WorkB | SCHEDULE - 3C(ii) - Price Breakup for -Line Civil Portion WorkB | SCHEDULE - 3C(ii) - Price Breakup for -Line Civil Portion WorkB | SCHEDULE - 3C(ii) - Price Breakup for -Line Civil Portion WorkB | SCHEDULE - 3C(ii) - Price Breakup for -Line Civil Portion WorkB | SCHEDULE - 3C(ii) - Price Breakup for -Line Civil Portion WorkB | SCHEDULE - 3C(ii) - Price Breakup for -Line Civil Portion WorkB | SCHEDULE - 3C(ii) - Price Breakup for -Line Civil Portion WorkB | SCHEDULE - 3C(ii) - Price Breakup for -Line Civil Portion WorkB | SCHEDULE - 3C(ii) - Price Breakup for -Line Civil Portion WorkB | SCHEDULE - 3C(ii) - Price Breakup for -Line Civil Portion WorkB | SCHEDULE - 3C(ii) - Price Breakup for -Line Civil Portion WorkB | SCHEDULE - 3C(ii) - Price Breakup for -Line Civil Portion WorkB | SCHEDULE - 3C(ii) - Price Breakup for -Line Civil Portion WorkB | SCHEDULE - 3C(ii) - Price Breakup for -Line Civil Portion WorkB | SCHEDULE - 3C(ii) - Price Breakup for -Line Civil Portion WorkB | SCHEDULE - 3C(ii) - Price Breakup for -Line Civil Portion WorkB | SCHEDULE - 3C(ii) - Price Breakup for -Line Civil Portion WorkB | SCHEDULE - 3C(ii) - Price Breakup for -Line Civil Portion WorkB | SCHEDULE - 3C(ii) - Price Breakup for -Line Civil Portion WorkB | SCHEDULE - 3C(ii) - Price Breakup for -Line Civil Portion WorkB | SCHEDULE - 3C(ii) - Price Breakup for -Line Civil Portion WorkB | SCHEDULE - 3C(ii) - Price Breakup for -Line Civil Portion WorkB | SCHEDULE - 3C(ii) - Price Breakup for -Line Civil Portion WorkB | SCHEDULE - 3C(ii) - Price Breakup for -Line Civil Portion WorkB | SCHEDULE - 3C(ii) - Price Breakup for -Line Civil Portion WorkB | SCHEDULE - 3C(ii) - Price Breakup for -Line Civil Portion WorkB | SCHEDULE - 3C(ii) - Price Breakup for -Line Civil Portion WorkB | SCHEDULE - 3C(ii) - Price Breakup for -Line Civil Portion WorkB | SCHEDULE - 3C(ii) - Price Breakup for -Line Civil Portion WorkB | SCHEDULE - 3C(ii) - Price Breakup for -Line Civil Portion WorkB | SCHEDULE - 3C(ii) - Price Breakup for -Line Civil Portion WorkB | SCHEDULE - 3C(ii) - Price Breakup for -Line Civil Portion WorkB | SCHEDULE - 3C(ii) - Price Breakup for -Line Civil Portion WorkB | SCHEDULE - 3C(ii) - Price Breakup for -Line Civil Portion WorkB | SCHEDULE - 3C(ii) - Price Breakup for -Line Civil Portion WorkB | SCHEDULE - 3C(ii) - Price Breakup for -Line Civil Portion WorkB | SCHEDULE - 3C(ii) - Price Breakup for -Line Civil Portion WorkB | SCHEDULE - 3C(ii) - Price Breakup for -Line Civil Portion WorkB | SCHEDULE - 3C(ii) - Price Breakup for -Line Civil Portion WorkB | SCHEDULE - 3C(ii) - Price Breakup for -Line Civil Portion WorkB | SCHEDULE - 3C(ii) - Price Breakup for -Line Civil Portion WorkB | SCHEDULE - 3C(ii) - Price Breakup for -Line Civil Portion WorkB | SCHEDULE - 3C(ii) - Price Breakup for -Line Civil Portion WorkB | SCHEDULE - 3C(ii) - Price Breakup for -Line Civil Portion WorkB | SCHEDULE - 3C(ii) - Price Breakup for -Line Civil Portion WorkB | SCHEDULE - 3C(ii) - Price Breakup for -Line Civil Portion WorkB | SCHEDULE - 3C(ii) - Price Breakup for -Line Civil Portion WorkB | SCHEDULE - 3C(ii) - Price Breakup for -Line Civil Portion WorkB | SCHEDULE - 3C(ii) - Price Breakup for -Line Civil Portion WorkB | SCHEDULE - 3C(ii) - Price Breakup for -Line Civil Portion WorkB | SCHEDULE - 3C(ii) - Price Breakup for -Line Civil Portion WorkB | SCHEDULE - 3C(ii) - Price Breakup for -Line Civil Portion WorkB | SCHEDULE - 3C(ii) - Price Breakup for -Line Civil Portion WorkB | SCHEDULE - 3C(ii) - Price Breakup for -Line Civil Portion WorkB | SCHEDULE - 3C(ii) - Price Breakup for -Line Civil Portion WorkB | SCHEDULE - 3C(ii) - Price Breakup for -Line Civil Portion WorkB | SCHEDULE - 3C(ii) - Price Breakup for -Line Civil Portion WorkB | SCHEDULE - 3C(ii) - Price Breakup for -Line Civil Portion WorkB | SCHEDULE - 3C(ii) - Price Breakup for -Line Civil Portion WorkB | SCHEDULE - 3C(ii) - Price Breakup for -Line Civil Portion WorkB | SCHEDULE - 3C(ii) - Price Breakup for -Line Civil Portion WorkB | SCHEDULE - 3C(ii) - Price Breakup for -Line Civil Portion WorkB | SCHEDULE - 3C(ii) - Price Breakup for -Line Civil Portion WorkB | SCHEDULE - 3C(ii) - Price Breakup for -Line Civil Portion WorkB | SCHEDULE - 3C(ii) - Price Breakup for -Line Civil Portion WorkB | SCHEDULE - 3C(ii) - Price Breakup for -Line Civil Portion WorkB | SCHEDULE - 3C(ii) - Price Breakup for -Line Civil Portion WorkB | SCHEDULE - 3C(ii) - Price Breakup for -Line Civil Portion WorkB | SCHEDULE - 3C(ii) - Price Breakup for -Line Civil Portion WorkB | SCHEDULE - 3C(ii) - Price Breakup for -Line Civil Portion WorkB | SCHEDULE - 3C(ii) - Price Breakup for -Line Civil Portion WorkB | SCHEDULE - 3C(ii) - Price Breakup for -Line Civil Portion WorkB | SCHEDULE - 3C(ii) - Price Breakup for -Line Civil Portion WorkB | SCHEDULE - 3C(ii) - Price Breakup for -Line Civil Portion WorkB | SCHEDULE - 3C(ii) - Price Breakup for -Line Civil Portion WorkB | SCHEDULE - 3C(ii) - Price Breakup for -Line Civil Portion WorkB | SCHEDULE - 3C(ii) - Price Breakup for -Line Civil Portion WorkB | SCHEDULE - 3C(ii) - Price Breakup for -Line Civil Portion WorkB | SCHEDULE - 3C(ii) - Price Breakup for -Line Civil Portion WorkB | SCHEDULE - 3C(ii) - Price Breakup for -Line Civil Portion WorkB | SCHEDULE - 3C(ii) - Price Breakup for -Line Civil Portion WorkB | SCHEDULE - 3C(ii) - Price Breakup for -Line Civil Portion WorkB | SCHEDULE - 3C(ii) - Price Breakup for -Line Civil Portion WorkB | SCHEDULE - 3C(ii) - Price Breakup for -Line Civil Portion WorkB | SCHEDULE - 3C(ii) - Price Breakup for -Line Civil Portion WorkB | SCHEDULE - 3C(ii) - Price Breakup for -Line Civil Portion WorkB | SCHEDULE - 3C(ii) - Price Breakup for -Line Civil Portion WorkB | SCHEDULE - 3C(ii) - Price Breakup for -Line Civil Portion WorkB | SCHEDULE - 3C(ii) - Price Breakup for -Line Civil Portion WorkB | SCHEDULE - 3C(ii) - Price Breakup for -Line Civil Portion WorkB | SCHEDULE - 3C(ii) - Price Breakup for -Line Civil Portion WorkB | SCHEDULE - 3C(ii) - Price Breakup for -Line Civil Portion WorkB | SCHEDULE - 3C(ii) - Price Breakup for -Line Civil Portion WorkB | SCHEDULE - 3C(ii) - Price Breakup for -Line Civil Portion WorkB | SCHEDULE - 3C(ii) - Price Breakup for -Line Civil Portion WorkB | SCHEDULE - 3C(ii) - Price Breakup for -Line Civil Portion WorkB | SCHEDULE - 3C(ii) - Price Breakup for -Line Civil Portion WorkB | SCHEDULE - 3C(ii) - Price Breakup for -Line Civil Portion WorkB | SCHEDULE - 3C(ii) - Price Breakup for -Line Civil Portion WorkB | SCHEDULE - 3C(ii) - Price Breakup for -Line Civil Portion WorkB | SCHEDULE - 3C(ii) - Price Breakup for -Line Civil Portion WorkB | SCHEDULE - 3C(ii) - Price Breakup for -Line Civil Portion WorkB | SCHEDULE - 3C(ii) - Price Breakup for -Line Civil Portion WorkB | SCHEDULE - 3C(ii) - Price Breakup for -Line Civil Portion WorkB | SCHEDULE - 3C(ii) - Price Breakup for -Line Civil Portion WorkB | SCHEDULE - 3C(ii) - Price Breakup for -Line Civil Portion WorkB | SCHEDULE - 3C(ii) - Price Breakup for -Line Civil Portion WorkB | SCHEDULE - 3C(ii) - Price Breakup for -Line Civil Portion WorkB | SCHEDULE - 3C(ii) - Price Breakup for -Line Civil Portion WorkB | SCHEDULE - 3C(ii) - Price Breakup for -Line Civil Portion WorkB | SCHEDULE - 3C(ii) - Price Breakup for -Line Civil Portion WorkB | SCHEDULE - 3C(ii) - Price Breakup for -Line Civil Portion WorkB | SCHEDULE - 3C(ii) - Price Breakup for -Line Civil Portion WorkB | SCHEDULE - 3C(ii) - Price Breakup for -Line Civil Portion WorkB | SCHEDULE - 3C(ii) - Price Breakup for -Line Civil Portion WorkB | SCHEDULE - 3C(ii) - Price Breakup for -Line Civil Portion WorkB | SCHEDULE - 3C(ii) - Price Breakup for -Line Civil Portion WorkB | SCHEDULE - 3C(ii) - Price Breakup for -Line Civil Portion WorkB | SCHEDULE - 3C(ii) - Price Breakup for -Line Civil Portion WorkB | SCHEDULE - 3C(ii) - Price Breakup for -Line Civil Portion WorkB | SCHEDULE - 3C(ii) - Price Breakup for -Line Civil Portion WorkB | SCHEDULE - 3C(ii) - Price Breakup for -Line Civil Portion WorkB | SCHEDULE - 3C(ii) - Price Breakup for -Line Civil Portion WorkB | SCHEDULE - 3C(ii) - Price Breakup for -Line Civil Portion WorkB | SCHEDULE - 3C(ii) - Price Breakup for -Line Civil Portion WorkB | SCHEDULE - 3C(ii) - Price Breakup for -Line Civil Portion WorkB | SCHEDULE - 3C(ii) - Price Breakup for -Line Civil Portion WorkB | SCHEDULE - 3C(ii) - Price Breakup for -Line Civil Portion WorkB | SCHEDULE - 3C(ii) - Price Breakup for -Line Civil Portion WorkB | SCHEDULE - 3C(ii) - Price Breakup for -Line Civil Portion WorkB | SCHEDULE - 3C(ii) - Price Breakup for -Line Civil Portion WorkB | SCHEDULE - 3C(ii) - Price Breakup for -Line Civil Portion WorkB | SCHEDULE - 3C(ii) - Price Breakup for -Line Civil Portion WorkB | SCHEDULE - 3C(ii) - Price Breakup for -Line Civil Portion WorkB | SCHEDULE - 3C(ii) - Price Breakup for -Line Civil Portion WorkB | SCHEDULE - 3C(ii) - Price Breakup for -Line Civil Portion WorkB | SCHEDULE - 3C(ii) - Price Breakup for -Line Civil Portion WorkB | SCHEDULE - 3C(ii) - Price Breakup for -Line Civil Portion WorkB | SCHEDULE - 3C(ii) - Price Breakup for -Line Civil Portion WorkB | SCHEDULE - 3C(ii) - Price Breakup for -Line Civil Portion WorkB | SCHEDULE - 3C(ii) - Price Breakup for -Line Civil Portion WorkB | SCHEDULE - 3C(ii) - Price Breakup for -Line Civil Portion WorkB | SCHEDULE - 3C(ii) - Price Breakup for -Line Civil Portion WorkB | SCHEDULE - 3C(ii) - Price Breakup for -Line Civil Portion WorkB | SCHEDULE - 3C(ii) - Price Breakup for -Line Civil Portion WorkB | SCHEDULE - 3C(ii) - Price Breakup for -Line Civil Portion WorkB | SCHEDULE - 3C(ii) - Price Breakup for -Line Civil Portion WorkB | SCHEDULE - 3C(ii) - Price Breakup for -Line Civil Portion WorkB | SCHEDULE - 3C(ii) - Price Breakup for -Line Civil Portion WorkB | SCHEDULE - 3C(ii) - Price Breakup for -Line Civil Portion WorkB | SCHEDULE - 3C(ii) - Price Breakup for -Line Civil Portion WorkB | SCHEDULE - 3C(ii) - Price Breakup for -Line Civil Portion WorkB | SCHEDULE - 3C(ii) - Price Breakup for -Line Civil Portion WorkB | SCHEDULE - 3C(ii) - Price Breakup for -Line Civil Portion WorkB | SCHEDULE - 3C(ii) - Price Breakup for -Line Civil Portion WorkB | SCHEDULE - 3C(ii) - Price Breakup for -Line Civil Portion WorkB | SCHEDULE - 3C(ii) - Price Breakup for -Line Civil Portion WorkB | SCHEDULE - 3C(ii) - Price Breakup for -Line Civil Portion WorkB | SCHEDULE - 3C(ii) - Price Breakup for -Line Civil Portion WorkB | SCHEDULE - 3C(ii) - Price Breakup for -Line Civil Portion WorkB | SCHEDULE - 3C(ii) - Price Breakup for -Line Civil Portion WorkB | SCHEDULE - 3C(ii) - Price Breakup for -Line Civil Portion WorkB | SCHEDULE - 3C(ii) - Price Breakup for -Line Civil Portion WorkB | SCHEDULE - 3C(ii) - Price Breakup for -Line Civil Portion WorkB | SCHEDULE - 3C(ii) - Price Breakup for -Line Civil Portion WorkB | SCHEDULE - 3C(ii) - Price Breakup for -Line Civil Portion WorkB | SCHEDULE - 3C(ii) - Price Breakup for -Line Civil Portion WorkB | SCHEDULE - 3C(ii) - Price Breakup for -Line Civil Portion WorkB | SCHEDULE - 3C(ii) - Price Breakup for -Line Civil Portion WorkB | SCHEDULE - 3C(ii) - Price Breakup for -Line Civil Portion WorkB | SCHEDULE - 3C(ii) - Price Breakup for -Line Civil Portion WorkB | SCHEDULE - 3C(ii) - Price Breakup for -Line Civil Portion WorkB | SCHEDULE - 3C(ii) - Price Breakup for -Line Civil Portion WorkB | SCHEDULE - 3C(ii) - Price Breakup for -Line Civil Portion WorkB | SCHEDULE - 3C(ii) - Price Breakup for -Line Civil Portion WorkB | SCHEDULE - 3C(ii) - Price Breakup for -Line Civil Portion WorkB | SCHEDULE - 3C(ii) - Price Breakup for -Line Civil Portion WorkB | SCHEDULE - 3C(ii) - Price Breakup for -Line Civil Portion WorkB | SCHEDULE - 3C(ii) - Price Breakup for -Line Civil Portion WorkB | SCHEDULE - 3C(ii) - Price Breakup for -Line Civil Portion WorkB | SCHEDULE - 3C(ii) - Price Breakup for -Line Civil Portion WorkB | SCHEDULE - 3C(ii) - Price Breakup for -Line Civil Portion WorkB | SCHEDULE - 3C(ii) - Price Breakup for -Line Civil Portion WorkB | SCHEDULE - 3C(ii) - Price Breakup for -Line Civil Portion WorkB | SCHEDULE - 3C(ii) - Price Breakup for -Line Civil Portion WorkB | SCHEDULE - 3C(ii) - Price Breakup for -Line Civil Portion WorkB | SCHEDULE - 3C(ii) - Price Breakup for -Line Civil Portion WorkB | SCHEDULE - 3C(ii) - Price Breakup for -Line Civil Portion WorkB | SCHEDULE - 3C(ii) - Price Breakup for -Line Civil Portion WorkB | SCHEDULE - 3C(ii) - Price Breakup for -Line Civil Portion WorkB | SCHEDULE - 3C(ii) - Price Breakup for -Line Civil Portion WorkB | SCHEDULE - 3C(ii) - Price Breakup for -Line Civil Portion WorkB | SCHEDULE - 3C(ii) - Price Breakup for -Line Civil Portion WorkB | SCHEDULE - 3C(ii) - Price Breakup for -Line Civil Portion WorkB | SCHEDULE - 3C(ii) - Price Breakup for -Line Civil Portion WorkB | SCHEDULE - 3C(ii) - Price Breakup for -Line Civil Portion WorkB | SCHEDULE - 3C(ii) - Price Breakup for -Line Civil Portion WorkB | SCHEDULE - 3C(ii) - Price Breakup for -Line Civil Portion WorkB | SCHEDULE - 3C(ii) - Price Breakup for -Line Civil Portion WorkB | SCHEDULE - 3C(ii) - Price Breakup for -Line Civil Portion WorkB | SCHEDULE - 3C(ii) - Price Breakup for -Line Civil Portion WorkB | SCHEDULE - 3C(ii) - Price Breakup for -Line Civil Portion WorkB | SCHEDULE - 3C(ii) - Price Breakup for -Line Civil Portion WorkB | SCHEDULE - 3C(ii) - Price Breakup for -Line Civil Portion WorkB | SCHEDULE - 3C(ii) - Price Breakup for -Line Civil Portion WorkB | SCHEDULE - 3C(ii) - Price Breakup for -Line Civil Portion WorkB | SCHEDULE - 3C(ii) - Price Breakup for -Line Civil Portion WorkB | SCHEDULE - 3C(ii) - Price Breakup for -Line Civil Portion WorkB | SCHEDULE - 3C(ii) - Price Breakup for -Line Civil Portion WorkB | SCHEDULE - 3C(ii) - Price Breakup for -Line Civil Portion WorkB | SCHEDULE - 3C(ii) - Price Breakup for -Line Civil Portion WorkB | SCHEDULE - 3C(ii) - Price Breakup for -Line Civil Portion WorkB | SCHEDULE - 3C(ii) - Price Breakup for -Line Civil Portion WorkB | SCHEDULE - 3C(ii) - Price Breakup for -Line Civil Portion WorkB | SCHEDULE - 3C(ii) - Price Breakup for -Line Civil Portion WorkB | SCHEDULE - 3C(ii) - Price Breakup for -Line Civil Portion WorkB | SCHEDULE - 3C(ii) - Price Breakup for -Line Civil Portion WorkB | SCHEDULE - 3C(ii) - Price Breakup for -Line Civil Portion WorkB | SCHEDULE - 3C(ii) - Price Breakup for -Line Civil Portion WorkB | SCHEDULE - 3C(ii) - Price Breakup for -Line Civil Portion WorkB | SCHEDULE - 3C(ii) - Price Breakup for -Line Civil Portion WorkB | SCHEDULE - 3C(ii) - Price Breakup for -Line Civil Portion WorkB | SCHEDULE - 3C(ii) - Price Breakup for -Line Civil Portion WorkB | SCHEDULE - 3C(ii) - Price Breakup for -Line Civil Portion WorkB | SCHEDULE - 3C(ii) - Price Breakup for -Line Civil Portion WorkB | SCHEDULE - 3C(ii) - Price Breakup for -Line Civil Portion WorkB | SCHEDULE - 3C(ii) - Price Breakup for -Line Civil Portion WorkB | SCHEDULE - 3C(ii) - Price Breakup for -Line Civil Portion WorkB | SCHEDULE - 3C(ii) - Price Breakup for -Line Civil Portion WorkB | SCHEDULE - 3C(ii) - Price Breakup for -Line Civil Portion WorkB | SCHEDULE - 3C(ii) - Price Breakup for -Line Civil Portion WorkB | SCHEDULE - 3C(ii) - Price Breakup for -Line Civil Portion WorkB | SCHEDULE - 3C(ii) - Price Breakup for -Line Civil Portion WorkB | SCHEDULE - 3C(ii) - Price Breakup for -Line Civil Portion WorkB | SCHEDULE - 3C(ii) - Price Breakup for -Line Civil Portion WorkB | SCHEDULE - 3C(ii) - Price Breakup for -Line Civil Portion WorkB | SCHEDULE - 3C(ii) - Price Breakup for -Line Civil Portion WorkB | SCHEDULE - 3C(ii) - Price Breakup for -Line Civil Portion WorkB | SCHEDULE - 3C(ii) - Price Breakup for -Line Civil Portion WorkB | SCHEDULE - 3C(ii) - Price Breakup for -Line Civil Portion WorkB | SCHEDULE - 3C(ii) - Price Breakup for -Line Civil Portion WorkB | SCHEDULE - 3C(ii) - Price Breakup for -Line Civil Portion WorkB | SCHEDULE - 3C(ii) - Price Breakup for -Line Civil Portion WorkB | SCHEDULE - 3C(ii) - Price Breakup for -Line Civil Portion WorkB | SCHEDULE - 3C(ii) - Price Breakup for -Line Civil Portion WorkB | SCHEDULE - 3C(ii) - Price Breakup for -Line Civil Portion WorkB | SCHEDULE - 3C(ii) - Price Breakup for -Line Civil Portion WorkB | SCHEDULE - 3C(ii) - Price Breakup for -Line Civil Portion WorkB | SCHEDULE - 3C(ii) - Price Breakup for -Line Civil Portion WorkB | SCHEDULE - 3C(ii) - Price Breakup for -Line Civil Portion WorkB | SCHEDULE - 3C(ii) - Price Breakup for -Line Civil Portion WorkB | SCHEDULE - 3C(ii) - Price Breakup for -Line Civil Portion WorkB | SCHEDULE - 3C(ii) - Price Breakup for -Line Civil Portion WorkB | SCHEDULE - 3C(ii) - Price Breakup for -Line Civil Portion WorkB | SCHEDULE - 3C(ii) - Price Breakup for -Line Civil Portion WorkB | SCHEDULE - 3C(ii) - Price Breakup for -Line Civil Portion WorkB | SCHEDULE - 3C(ii) - Price Breakup for -Line Civil Portion WorkB | SCHEDULE - 3C(ii) - Price Breakup for -Line Civil Portion WorkB | SCHEDULE - 3C(ii) - Price Breakup for -Line Civil Portion WorkB | SCHEDULE - 3C(ii) - Price Breakup for -Line Civil Portion WorkB | SCHEDULE - 3C(ii) - Price Breakup for -Line Civil Portion WorkB | SCHEDULE - 3C(ii) - Price Breakup for -Line Civil Portion WorkB | SCHEDULE - 3C(ii) - Price Breakup for -Line Civil Portion WorkB | SCHEDULE - 3C(ii) - Price Breakup for -Line Civil Portion WorkB | SCHEDULE - 3C(ii) - Price Breakup for -Line Civil Portion WorkB | SCHEDULE - 3C(ii) - Price Breakup for -Line Civil Portion WorkB | SCHEDULE - 3C(ii) - Price Breakup for -Line Civil Portion WorkB | SCHEDULE - 3C(ii) - Price Breakup for -Line Civil Portion WorkB | SCHEDULE - 3C(ii) - Price Breakup for -Line Civil Portion WorkB | SCHEDULE - 3C(ii) - Price Breakup for -Line Civil Portion WorkB | SCHEDULE - 3C(ii) - Price Breakup for -Line Civil Portion WorkB | SCHEDULE - 3C(ii) - Price Breakup for -Line Civil Portion WorkB | SCHEDULE - 3C(ii) - Price Breakup for -Line Civil Portion WorkB | SCHEDULE - 3C(ii) - Price Breakup for -Line Civil Portion WorkB | SCHEDULE - 3C(ii) - Price Breakup for -Line Civil Portion WorkB | SCHEDULE - 3C(ii) - Price Breakup for -Line Civil Portion WorkB | SCHEDULE - 3C(ii) - Price Breakup for -Line Civil Portion WorkB | SCHEDULE - 3C(ii) - Price Breakup for -Line Civil Portion WorkB | SCHEDULE - 3C(ii) - Price Breakup for -Line Civil Portion WorkB | SCHEDULE - 3C(ii) - Price Breakup for -Line Civil Portion WorkB | SCHEDULE - 3C(ii) - Price Breakup for -Line Civil Portion WorkB | SCHEDULE - 3C(ii) - Price Breakup for -Line Civil Portion WorkB | SCHEDULE - 3C(ii) - Price Breakup for -Line Civil Portion WorkB | SCHEDULE - 3C(ii) - Price Breakup for -Line Civil Portion WorkB | SCHEDULE - 3C(ii) - Price Breakup for -Line Civil Portion WorkB | SCHEDULE - 3C(ii) - Price Breakup for -Line Civil Portion WorkB | SCHEDULE - 3C(ii) - Price Breakup for -Line Civil Portion WorkB | SCHEDULE - 3C(ii) - Price Breakup for -Line Civil Portion WorkB | SCHEDULE - 3C(ii) - Price Breakup for -Line Civil Portion WorkB | SCHEDULE - 3C(ii) - Price Breakup for -Line Civil Portion WorkB | SCHEDULE - 3C(ii) - Price Breakup for -Line Civil Portion WorkB | SCHEDULE - 3C(ii) - Price Breakup for -Line Civil Portion WorkB | SCHEDULE - 3C(ii) - Price Breakup for -Line Civil Portion WorkB | SCHEDULE - 3C(ii) - Price Breakup for -Line Civil Portion WorkB | SCHEDULE - 3C(ii) - Price Breakup for -Line Civil Portion WorkB | SCHEDULE - 3C(ii) - Price Breakup for -Line Civil Portion WorkB | SCHEDULE - 3C(ii) - Price Breakup for -Line Civil Portion WorkB | SCHEDULE - 3C(ii) - Price Breakup for -Line Civil Portion WorkB | SCHEDULE - 3C(ii) - Price Breakup for -Line Civil Portion WorkB | SCHEDULE - 3C(ii) - Price Breakup for -Line Civil Portion WorkB | SCHEDULE - 3C(ii) - Price Breakup for -Line Civil Portion WorkB | SCHEDULE - 3C(ii) - Price Breakup for -Line Civil Portion WorkB | SCHEDULE - 3C(ii) - Price Breakup for -Line Civil Portion WorkB | SCHEDULE - 3C(ii) - Price Breakup for -Line Civil Portion WorkB | SCHEDULE - 3C(ii) - Price Breakup for -Line Civil Portion WorkB | SCHEDULE - 3C(ii) - Price Breakup for -Line Civil Portion WorkB | SCHEDULE - 3C(ii) - Price Breakup for -Line Civil Portion WorkB | SCHEDULE - 3C(ii) - Price Breakup for -Line Civil Portion WorkB | SCHEDULE - 3C(ii) - Price Breakup for -Line Civil Portion WorkB | SCHEDULE - 3C(ii) - Price Breakup for -Line Civil Portion WorkB | SCHEDULE - 3C(ii) - Price Breakup for -Line Civil Portion WorkB | SCHEDULE - 3C(ii) - Price Breakup for -Line Civil Portion WorkB | SCHEDULE - 3C(ii) - Price Breakup for -Line Civil Portion WorkB | SCHEDULE - 3C(ii) - Price Breakup for -Line Civil Portion WorkB | SCHEDULE - 3C(ii) - Price Breakup for -Line Civil Portion WorkB | SCHEDULE - 3C(ii) - Price Breakup for -Line Civil Portion WorkB | SCHEDULE - 3C(ii) - Price Breakup for -Line Civil Portion WorkB | SCHEDULE - 3C(ii) - Price Breakup for -Line Civil Portion WorkB | SCHEDULE - 3C(ii) - Price Breakup for -Line Civil Portion WorkB | SCHEDULE - 3C(ii) - Price Breakup for -Line Civil Portion WorkB | SCHEDULE - 3C(ii) - Price Breakup for -Line Civil Portion WorkB | SCHEDULE - 3C(ii) - Price Breakup for -Line Civil Portion WorkB | SCHEDULE - 3C(ii) - Price Breakup for -Line Civil Portion WorkB | SCHEDULE - 3C(ii) - Price Breakup for -Line Civil Portion WorkB | SCHEDULE - 3C(ii) - Price Breakup for -Line Civil Portion WorkB | SCHEDULE - 3C(ii) - Price Breakup for -Line Civil Portion WorkB | SCHEDULE - 3C(ii) - Price Breakup for -Line Civil Portion WorkB | SCHEDULE - 3C(ii) - Price Breakup for -Line Civil Portion WorkB | SCHEDULE - 3C(ii) - Price Breakup for -Line Civil Portion WorkB | SCHEDULE - 3C(ii) - Price Breakup for -Line Civil Portion WorkB | SCHEDULE - 3C(ii) - Price Breakup for -Line Civil Portion WorkB | SCHEDULE - 3C(ii) - Price Breakup for -Line Civil Portion WorkB | SCHEDULE - 3C(ii) - Price Breakup for -Line Civil Portion WorkB | SCHEDULE - 3C(ii) - Price Breakup for -Line Civil Portion WorkB | SCHEDULE - 3C(ii) - Price Breakup for -Line Civil Portion WorkB | SCHEDULE - 3C(ii) - Price Breakup for -Line Civil Portion WorkB | SCHEDULE - 3C(ii) - Price Breakup for -Line Civil Portion WorkB | SCHEDULE - 3C(ii) - Price Breakup for -Line Civil Portion WorkB | SCHEDULE - 3C(ii) - Price Breakup for -Line Civil Portion WorkB | SCHEDULE - 3C(ii) - Price Breakup for -Line Civil Portion WorkB | SCHEDULE - 3C(ii) - Price Breakup for -Line Civil Portion WorkB | SCHEDULE - 3C(ii) - Price Breakup for -Line Civil Portion WorkB | SCHEDULE - 3C(ii) - Price Breakup for -Line Civil Portion WorkB | SCHEDULE - 3C(ii) - Price Breakup for -Line Civil Portion WorkB | SCHEDULE - 3C(ii) - Price Breakup for -Line Civil Portion WorkB | SCHEDULE - 3C(ii) - Price Breakup for -Line Civil Portion WorkB | SCHEDULE - 3C(ii) - Price Breakup for -Line Civil Portion WorkB | SCHEDULE - 3C(ii) - Price Breakup for -Line Civil Portion WorkB | SCHEDULE - 3C(ii) - Price Breakup for -Line Civil Portion WorkB | SCHEDULE - 3C(ii) - Price Breakup for -Line Civil Portion WorkB | SCHEDULE - 3C(ii) - Price Breakup for -Line Civil Portion WorkB | SCHEDULE - 3C(ii) - Price Breakup for -Line Civil Portion WorkB | SCHEDULE - 3C(ii) - Price Breakup for -Line Civil Portion WorkB | SCHEDULE - 3C(ii) - Price Breakup for -Line Civil Portion WorkB | SCHEDULE - 3C(ii) - Price Breakup for -Line Civil Portion WorkB | SCHEDULE - 3C(ii) - Price Breakup for -Line Civil Portion WorkB | SCHEDULE - 3C(ii) - Price Breakup for -Line Civil Portion WorkB | SCHEDULE - 3C(ii) - Price Breakup for -Line Civil Portion WorkB | SCHEDULE - 3C(ii) - Price Breakup for -Line Civil Portion WorkB | SCHEDULE - 3C(ii) - Price Breakup for -Line Civil Portion WorkB | SCHEDULE - 3C(ii) - Price Breakup for -Line Civil Portion WorkB | SCHEDULE - 3C(ii) - Price Breakup for -Line Civil Portion WorkB | SCHEDULE - 3C(ii) - Price Breakup for -Line Civil Portion WorkB | SCHEDULE - 3C(ii) - Price Breakup for -Line Civil Portion WorkB | SCHEDULE - 3C(ii) - Price Breakup for -Line Civil Portion WorkB | SCHEDULE - 3C(ii) - Price Breakup for -Line Civil Portion WorkB | SCHEDULE - 3C(ii) - Price Breakup for -Line Civil Portion WorkB | SCHEDULE - 3C(ii) - Price Breakup for -Line Civil Portion WorkB | SCHEDULE - 3C(ii) - Price Breakup for -Line Civil Portion WorkB | SCHEDULE - 3C(ii) - Price Breakup for -Line Civil Portion WorkB | SCHEDULE - 3C(ii) - Price Breakup for -Line Civil Portion WorkB | SCHEDULE - 3C(ii) - Price Breakup for -Line Civil Portion WorkB | SCHEDULE - 3C(ii) - Price Breakup for -Line Civil Portion WorkB | SCHEDULE - 3C(ii) - Price Breakup for -Line Civil Portion WorkB | SCHEDULE - 3C(ii) - Price Breakup for -Line Civil Portion WorkB | SCHEDULE - 3C(ii) - Price Breakup for -Line Civil Portion WorkB | SCHEDULE - 3C(ii) - Price Breakup for -Line Civil Portion WorkB | SCHEDULE - 3C(ii) - Price Breakup for -Line Civil Portion WorkB | SCHEDULE - 3C(ii) - Price Breakup for -Line Civil Portion WorkB | SCHEDULE - 3C(ii) - Price Breakup for -Line Civil Portion WorkB | SCHEDULE - 3C(ii) - Price Breakup for -Line Civil Portion WorkB | SCHEDULE - 3C(ii) - Price Breakup for -Line Civil Portion WorkB | SCHEDULE - 3C(ii) - Price Breakup for -Line Civil Portion WorkB | SCHEDULE - 3C(ii) - Price Breakup for -Line Civil Portion WorkB | SCHEDULE - 3C(ii) - Price Breakup for -Line Civil Portion WorkB | SCHEDULE - 3C(ii) - Price Breakup for -Line Civil Portion WorkB | SCHEDULE - 3C(ii) - Price Breakup for -Line Civil Portion WorkB | SCHEDULE - 3C(ii) - Price Breakup for -Line Civil Portion WorkB | SCHEDULE - 3C(ii) - Price Breakup for -Line Civil Portion WorkB | SCHEDULE - 3C(ii) - Price Breakup for -Line Civil Portion WorkB | SCHEDULE - 3C(ii) - Price Breakup for -Line Civil Portion WorkB | SCHEDULE - 3C(ii) - Price Breakup for -Line Civil Portion WorkB | SCHEDULE - 3C(ii) - Price Breakup for -Line Civil Portion WorkB | SCHEDULE - 3C(ii) - Price Breakup for -Line Civil Portion WorkB | SCHEDULE - 3C(ii) - Price Breakup for -Line Civil Portion WorkB | SCHEDULE - 3C(ii) - Price Breakup for -Line Civil Portion WorkB | SCHEDULE - 3C(ii) - Price Breakup for -Line Civil Portion WorkB | SCHEDULE - 3C(ii) - Price Breakup for -Line Civil Portion WorkB | SCHEDULE - 3C(ii) - Price Breakup for -Line Civil Portion WorkB | SCHEDULE - 3C(ii) - Price Breakup for -Line Civil Portion WorkB | SCHEDULE - 3C(ii) - Price Breakup for -Line Civil Portion WorkB | SCHEDULE - 3C(ii) - Price Breakup for -Line Civil Portion WorkB | SCHEDULE - 3C(ii) - Price Breakup for -Line Civil Portion WorkB | SCHEDULE - 3C(ii) - Price Breakup for -Line Civil Portion WorkB | SCHEDULE - 3C(ii) - Price Breakup for -Line Civil Portion WorkB | SCHEDULE - 3C(ii) - Price Breakup for -Line Civil Portion WorkB | SCHEDULE - 3C(ii) - Price Breakup for -Line Civil Portion WorkB | SCHEDULE - 3C(ii) - Price Breakup for -Line Civil Portion WorkB | SCHEDULE - 3C(ii) - Price Breakup for -Line Civil Portion WorkB | SCHEDULE - 3C(ii) - Price Breakup for -Line Civil Portion WorkB | SCHEDULE - 3C(ii) - Price Breakup for -Line Civil Portion WorkB | SCHEDULE - 3C(ii) - Price Breakup for -Line Civil Portion WorkB | SCHEDULE - 3C(ii) - Price Breakup for -Line Civil Portion WorkB | SCHEDULE - 3C(ii) - Price Breakup for -Line Civil Portion WorkB | SCHEDULE - 3C(ii) - Price Breakup for -Line Civil Portion WorkB | SCHEDULE - 3C(ii) - Price Breakup for -Line Civil Portion WorkB | SCHEDULE - 3C(ii) - Price Breakup for -Line Civil Portion WorkB | SCHEDULE - 3C(ii) - Price Breakup for -Line Civil Portion WorkB | SCHEDULE - 3C(ii) - Price Breakup for -Line Civil Portion WorkB | SCHEDULE - 3C(ii) - Price Breakup for -Line Civil Portion WorkB | SCHEDULE - 3C(ii) - Price Breakup for -Line Civil Portion WorkB | SCHEDULE - 3C(ii) - Price Breakup for -Line Civil Portion WorkB | SCHEDULE - 3C(ii) - Price Breakup for -Line Civil Portion WorkB | SCHEDULE - 3C(ii) - Price Breakup for -Line Civil Portion WorkB | SCHEDULE - 3C(ii) - Price Breakup for -Line Civil Portion WorkB | SCHEDULE - 3C(ii) - Price Breakup for -Line Civil Portion WorkB | SCHEDULE - 3C(ii) - Price Breakup for -Line Civil Portion WorkB | SCHEDULE - 3C(ii) - Price Breakup for -Line Civil Portion WorkB | SCHEDULE - 3C(ii) - Price Breakup for -Line Civil Portion WorkB | SCHEDULE - 3C(ii) - Price Breakup for -Line Civil Portion WorkB | SCHEDULE - 3C(ii) - Price Breakup for -Line Civil Portion WorkB | SCHEDULE - 3C(ii) - Price Breakup for -Line Civil Portion WorkB | SCHEDULE - 3C(ii) - Price Breakup for -Line Civil Portion WorkB | SCHEDULE - 3C(ii) - Price Breakup for -Line Civil Portion WorkB | SCHEDULE - 3C(ii) - Price Breakup for -Line Civil Portion WorkB | SCHEDULE - 3C(ii) - Price Breakup for -Line Civil Portion WorkB | SCHEDULE - 3C(ii) - Price Breakup for -Line Civil Portion WorkB | SCHEDULE - 3C(ii) - Price Breakup for -Line Civil Portion WorkB | SCHEDULE - 3C(ii) - Price Breakup for -Line Civil Portion WorkB | SCHEDULE - 3C(ii) - Price Breakup for -Line Civil Portion WorkB | SCHEDULE - 3C(ii) - Price Breakup for -Line Civil Portion WorkB | SCHEDULE - 3C(ii) - Price Breakup for -Line Civil Portion WorkB | SCHEDULE - 3C(ii) - Price Breakup for -Line Civil Portion WorkB | SCHEDULE - 3C(ii) - Price Breakup for -Line Civil Portion WorkB | SCHEDULE - 3C(ii) - Price Breakup for -Line Civil Portion WorkB | SCHEDULE - 3C(ii) - Price Breakup for -Line Civil Portion WorkB | SCHEDULE - 3C(ii) - Price Breakup for -Line Civil Portion WorkB | SCHEDULE - 3C(ii) - Price Breakup for -Line Civil Portion WorkB | SCHEDULE - 3C(ii) - Price Breakup for -Line Civil Portion WorkB | SCHEDULE - 3C(ii) - Price Breakup for -Line Civil Portion WorkB | SCHEDULE - 3C(ii) - Price Breakup for -Line Civil Portion WorkB | SCHEDULE - 3C(ii) - Price Breakup for -Line Civil Portion WorkB | SCHEDULE - 3C(ii) - Price Breakup for -Line Civil Portion WorkB | SCHEDULE - 3C(ii) - Price Breakup for -Line Civil Portion WorkB | SCHEDULE - 3C(ii) - Price Breakup for -Line Civil Portion WorkB | SCHEDULE - 3C(ii) - Price Breakup for -Line Civil Portion WorkB | SCHEDULE - 3C(ii) - Price Breakup for -Line Civil Portion WorkB | SCHEDULE - 3C(ii) - Price Breakup for -Line Civil Portion WorkB | SCHEDULE - 3C(ii) - Price Breakup for -Line Civil Portion WorkB | SCHEDULE - 3C(ii) - Price Breakup for -Line Civil Portion WorkB | SCHEDULE - 3C(ii) - Price Breakup for -Line Civil Portion WorkB | SCHEDULE - 3C(ii) - Price Breakup for -Line Civil Portion WorkB | SCHEDULE - 3C(ii) - Price Breakup for -Line Civil Portion WorkB | SCHEDULE - 3C(ii) - Price Breakup for -Line Civil Portion WorkB | SCHEDULE - 3C(ii) - Price Breakup for -Line Civil Portion WorkB | SCHEDULE - 3C(ii) - Price Breakup for -Line Civil Portion WorkB | SCHEDULE - 3C(ii) - Price Breakup for -Line Civil Portion WorkB | SCHEDULE - 3C(ii) - Price Breakup for -Line Civil Portion WorkB | SCHEDULE - 3C(ii) - Price Breakup for -Line Civil Portion WorkB | SCHEDULE - 3C(ii) - Price Breakup for -Line Civil Portion WorkB | SCHEDULE - 3C(ii) - Price Breakup for -Line Civil Portion WorkB | SCHEDULE - 3C(ii) - Price Breakup for -Line Civil Portion WorkB | SCHEDULE - 3C(ii) - Price Breakup for -Line Civil Portion WorkB | SCHEDULE - 3C(ii) - Price Breakup for -Line Civil Portion WorkB | SCHEDULE - 3C(ii) - Price Breakup for -Line Civil Portion WorkB | SCHEDULE - 3C(ii) - Price Breakup for -Line Civil Portion WorkB | SCHEDULE - 3C(ii) - Price Breakup for -Line Civil Portion WorkB | SCHEDULE - 3C(ii) - Price Breakup for -Line Civil Portion WorkB | SCHEDULE - 3C(ii) - Price Breakup for -Line Civil Portion WorkB | SCHEDULE - 3C(ii) - Price Breakup for -Line Civil Portion WorkB | SCHEDULE - 3C(ii) - Price Breakup for -Line Civil Portion WorkB | SCHEDULE - 3C(ii) - Price Breakup for -Line Civil Portion WorkB | SCHEDULE - 3C(ii) - Price Breakup for -Line Civil Portion WorkB | SCHEDULE - 3C(ii) - Price Breakup for -Line Civil Portion WorkB | SCHEDULE - 3C(ii) - Price Breakup for -Line Civil Portion WorkB | SCHEDULE - 3C(ii) - Price Breakup for -Line Civil Portion WorkB | SCHEDULE - 3C(ii) - Price Breakup for -Line Civil Portion WorkB | SCHEDULE - 3C(ii) - Price Breakup for -Line Civil Portion WorkB | SCHEDULE - 3C(ii) - Price Breakup for -Line Civil Portion WorkB | SCHEDULE - 3C(ii) - Price Breakup for -Line Civil Portion WorkB | SCHEDULE - 3C(ii) - Price Breakup for -Line Civil Portion WorkB | SCHEDULE - 3C(ii) - Price Breakup for -Line Civil Portion WorkB | SCHEDULE - 3C(ii) - Price Breakup for -Line Civil Portion WorkB | SCHEDULE - 3C(ii) - Price Breakup for -Line Civil Portion WorkB | SCHEDULE - 3C(ii) - Price Breakup for -Line Civil Portion WorkB | SCHEDULE - 3C(ii) - Price Breakup for -Line Civil Portion WorkB | SCHEDULE - 3C(ii) - Price Breakup for -Line Civil Portion WorkB | SCHEDULE - 3C(ii) - Price Breakup for -Line Civil Portion WorkB | SCHEDULE - 3C(ii) - Price Breakup for -Line Civil Portion WorkB | SCHEDULE - 3C(ii) - Price Breakup for -Line Civil Portion WorkB | SCHEDULE - 3C(ii) - Price Breakup for -Line Civil Portion WorkB | SCHEDULE - 3C(ii) - Price Breakup for -Line Civil Portion WorkB | SCHEDULE - 3C(ii) - Price Breakup for -Line Civil Portion WorkB | SCHEDULE - 3C(ii) - Price Breakup for -Line Civil Portion WorkB | SCHEDULE - 3C(ii) - Price Breakup for -Line Civil Portion WorkB | SCHEDULE - 3C(ii) - Price Breakup for -Line Civil Portion WorkB | SCHEDULE - 3C(ii) - Price Breakup for -Line Civil Portion WorkB | SCHEDULE - 3C(ii) - Price Breakup for -Line Civil Portion WorkB | SCHEDULE - 3C(ii) - Price Breakup for -Line Civil Portion WorkB | SCHEDULE - 3C(ii) - Price Breakup for -Line Civil Portion WorkB | SCHEDULE - 3C(ii) - Price Breakup for -Line Civil Portion WorkB | SCHEDULE - 3C(ii) - Price Breakup for -Line Civil Portion WorkB | SCHEDULE - 3C(ii) - Price Breakup for -Line Civil Portion WorkB | SCHEDULE - 3C(ii) - Price Breakup for -Line Civil Portion WorkB | SCHEDULE - 3C(ii) - Price Breakup for -Line Civil Portion WorkB | SCHEDULE - 3C(ii) - Price Breakup for -Line Civil Portion WorkB | SCHEDULE - 3C(ii) - Price Breakup for -Line Civil Portion WorkB | SCHEDULE - 3C(ii) - Price Breakup for -Line Civil Portion WorkB | SCHEDULE - 3C(ii) - Price Breakup for -Line Civil Portion WorkB | SCHEDULE - 3C(ii) - Price Breakup for -Line Civil Portion WorkB | SCHEDULE - 3C(ii) - Price Breakup for -Line Civil Portion WorkB | SCHEDULE - 3C(ii) - Price Breakup for -Line Civil Portion WorkB | SCHEDULE - 3C(ii) - Price Breakup for -Line Civil Portion WorkB | SCHEDULE - 3C(ii) - Price Breakup for -Line Civil Portion WorkB | SCHEDULE - 3C(ii) - Price Breakup for -Line Civil Portion WorkB | SCHEDULE - 3C(ii) - Price Breakup for -Line Civil Portion WorkB | SCHEDULE - 3C(ii) - Price Breakup for -Line Civil Portion WorkB | SCHEDULE - 3C(ii) - Price Breakup for -Line Civil Portion WorkB | SCHEDULE - 3C(ii) - Price Breakup for -Line Civil Portion WorkB | SCHEDULE - 3C(ii) - Price Breakup for -Line Civil Portion WorkB | SCHEDULE - 3C(ii) - Price Breakup for -Line Civil Portion WorkB | SCHEDULE - 3C(ii) - Price Breakup for -Line Civil Portion WorkB | SCHEDULE - 3C(ii) - Price Breakup for -Line Civil Portion WorkB | SCHEDULE - 3C(ii) - Price Breakup for -Line Civil Portion WorkB | SCHEDULE - 3C(ii) - Price Breakup for -Line Civil Portion WorkB | SCHEDULE - 3C(ii) - Price Breakup for -Line Civil Portion WorkB | SCHEDULE - 3C(ii) - Price Breakup for -Line Civil Portion WorkB | SCHEDULE - 3C(ii) - Price Breakup for -Line Civil Portion WorkB | SCHEDULE - 3C(ii) - Price Breakup for -Line Civil Portion WorkB | SCHEDULE - 3C(ii) - Price Breakup for -Line Civil Portion WorkB | SCHEDULE - 3C(ii) - Price Breakup for -Line Civil Portion WorkB | SCHEDULE - 3C(ii) - Price Breakup for -Line Civil Portion WorkB | SCHEDULE - 3C(ii) - Price Breakup for -Line Civil Portion WorkB | SCHEDULE - 3C(ii) - Price Breakup for -Line Civil Portion WorkB | SCHEDULE - 3C(ii) - Price Breakup for -Line Civil Portion WorkB | SCHEDULE - 3C(ii) - Price Breakup for -Line Civil Portion WorkB | SCHEDULE - 3C(ii) - Price Breakup for -Line Civil Portion WorkB | SCHEDULE - 3C(ii) - Price Breakup for -Line Civil Portion WorkB | SCHEDULE - 3C(ii) - Price Breakup for -Line Civil Portion WorkB | SCHEDULE - 3C(ii) - Price Breakup for -Line Civil Portion WorkB | SCHEDULE - 3C(ii) - Price Breakup for -Line Civil Portion WorkB | SCHEDULE - 3C(ii) - Price Breakup for -Line Civil Portion WorkB | SCHEDULE - 3C(ii) - Price Breakup for -Line Civil Portion WorkB | SCHEDULE - 3C(ii) - Price Breakup for -Line Civil Portion WorkB | SCHEDULE - 3C(ii) - Price Breakup for -Line Civil Portion WorkB | SCHEDULE - 3C(ii) - Price Breakup for -Line Civil Portion WorkB | SCHEDULE - 3C(ii) - Price Breakup for -Line Civil Portion WorkB | SCHEDULE - 3C(ii) - Price Breakup for -Line Civil Portion WorkB | SCHEDULE - 3C(ii) - Price Breakup for -Line Civil Portion WorkB | SCHEDULE - 3C(ii) - Price Breakup for -Line Civil Portion WorkB | SCHEDULE - 3C(ii) - Price Breakup for -Line Civil Portion WorkB | SCHEDULE - 3C(ii) - Price Breakup for -Line Civil Portion WorkB | SCHEDULE - 3C(ii) - Price Breakup for -Line Civil Portion WorkB | SCHEDULE - 3C(ii) - Price Breakup for -Line Civil Portion WorkB | SCHEDULE - 3C(ii) - Price Breakup for -Line Civil Portion WorkB | SCHEDULE - 3C(ii) - Price Breakup for -Line Civil Portion WorkB | SCHEDULE - 3C(ii) - Price Breakup for -Line Civil Portion WorkB | SCHEDULE - 3C(ii) - Price Breakup for -Line Civil Portion WorkB | SCHEDULE - 3C(ii) - Price Breakup for -Line Civil Portion WorkB | SCHEDULE - 3C(ii) - Price Breakup for -Line Civil Portion WorkB | SCHEDULE - 3C(ii) - Price Breakup for -Line Civil Portion WorkB | SCHEDULE - 3C(ii) - Price Breakup for -Line Civil Portion WorkB | SCHEDULE - 3C(ii) - Price Breakup for -Line Civil Portion WorkB | SCHEDULE - 3C(ii) - Price Breakup for -Line Civil Portion WorkB | SCHEDULE - 3C(ii) - Price Breakup for -Line Civil Portion WorkB | SCHEDULE - 3C(ii) - Price Breakup for -Line Civil Portion WorkB | SCHEDULE - 3C(ii) - Price Breakup for -Line Civil Portion WorkB | SCHEDULE - 3C(ii) - Price Breakup for -Line Civil Portion WorkB | SCHEDULE - 3C(ii) - Price Breakup for -Line Civil Portion WorkB | SCHEDULE - 3C(ii) - Price Breakup for -Line Civil Portion WorkB | SCHEDULE - 3C(ii) - Price Breakup for -Line Civil Portion WorkB | SCHEDULE - 3C(ii) - Price Breakup for -Line Civil Portion WorkB | SCHEDULE - 3C(ii) - Price Breakup for -Line Civil Portion WorkB | SCHEDULE - 3C(ii) - Price Breakup for -Line Civil Portion WorkB | SCHEDULE - 3C(ii) - Price Breakup for -Line Civil Portion WorkB | SCHEDULE - 3C(ii) - Price Breakup for -Line Civil Portion WorkB | SCHEDULE - 3C(ii) - Price Breakup for -Line Civil Portion WorkB | SCHEDULE - 3C(ii) - Price Breakup for -Line Civil Portion WorkB | SCHEDULE - 3C(ii) - Price Breakup for -Line Civil Portion WorkB | SCHEDULE - 3C(ii) - Price Breakup for -Line Civil Portion WorkB | SCHEDULE - 3C(ii) - Price Breakup for -Line Civil Portion WorkB | SCHEDULE - 3C(ii) - Price Breakup for -Line Civil Portion WorkB | SCHEDULE - 3C(ii) - Price Breakup for -Line Civil Portion WorkB | SCHEDULE - 3C(ii) - Price Breakup for -Line Civil Portion WorkB | SCHEDULE - 3C(ii) - Price Breakup for -Line Civil Portion WorkB | SCHEDULE - 3C(ii) - Price Breakup for -Line Civil Portion WorkB | SCHEDULE - 3C(ii) - Price Breakup for -Line Civil Portion WorkB | SCHEDULE - 3C(ii) - Price Breakup for -Line Civil Portion WorkB | SCHEDULE - 3C(ii) - Price Breakup for -Line Civil Portion WorkB | SCHEDULE - 3C(ii) - Price Breakup for -Line Civil Portion WorkB | SCHEDULE - 3C(ii) - Price Breakup for -Line Civil Portion WorkB | SCHEDULE - 3C(ii) - Price Breakup for -Line Civil Portion WorkB | SCHEDULE - 3C(ii) - Price Breakup for -Line Civil Portion WorkB | SCHEDULE - 3C(ii) - Price Breakup for -Line Civil Portion WorkB | SCHEDULE - 3C(ii) - Price Breakup for -Line Civil Portion WorkB | SCHEDULE - 3C(ii) - Price Breakup for -Line Civil Portion WorkB | SCHEDULE - 3C(ii) - Price Breakup for -Line Civil Portion WorkB | SCHEDULE - 3C(ii) - Price Breakup for -Line Civil Portion WorkB | SCHEDULE - 3C(ii) - Price Breakup for -Line Civil Portion WorkB | SCHEDULE - 3C(ii) - Price Breakup for -Line Civil Portion WorkB | SCHEDULE - 3C(ii) - Price Breakup for -Line Civil Portion WorkB | SCHEDULE - 3C(ii) - Price Breakup for -Line Civil Portion WorkB | SCHEDULE - 3C(ii) - Price Breakup for -Line Civil Portion WorkB | SCHEDULE - 3C(ii) - Price Breakup for -Line Civil Portion WorkB | SCHEDULE - 3C(ii) - Price Breakup for -Line Civil Portion WorkB | SCHEDULE - 3C(ii) - Price Breakup for -Line Civil Portion WorkB | SCHEDULE - 3C(ii) - Price Breakup for -Line Civil Portion WorkB | SCHEDULE - 3C(ii) - Price Breakup for -Line Civil Portion WorkB | SCHEDULE - 3C(ii) - Price Breakup for -Line Civil Portion WorkB | SCHEDULE - 3C(ii) - Price Breakup for -Line Civil Portion WorkB | SCHEDULE - 3C(ii) - Price Breakup for -Line Civil Portion WorkB | SCHEDULE - 3C(ii) - Price Breakup for -Line Civil Portion WorkB | SCHEDULE - 3C(ii) - Price Breakup for -Line Civil Portion WorkB | SCHEDULE - 3C(ii) - Price Breakup for -Line Civil Portion WorkB | SCHEDULE - 3C(ii) - Price Breakup for -Line Civil Portion WorkB | SCHEDULE - 3C(ii) - Price Breakup for -Line Civil Portion WorkB | SCHEDULE - 3C(ii) - Price Breakup for -Line Civil Portion WorkB | SCHEDULE - 3C(ii) - Price Breakup for -Line Civil Portion WorkB | SCHEDULE - 3C(ii) - Price Breakup for -Line Civil Portion WorkB | SCHEDULE - 3C(ii) - Price Breakup for -Line Civil Portion WorkB | SCHEDULE - 3C(ii) - Price Breakup for -Line Civil Portion WorkB | SCHEDULE - 3C(ii) - Price Breakup for -Line Civil Portion WorkB | SCHEDULE - 3C(ii) - Price Breakup for -Line Civil Portion WorkB | SCHEDULE - 3C(ii) - Price Breakup for -Line Civil Portion WorkB | SCHEDULE - 3C(ii) - Price Breakup for -Line Civil Portion WorkB | SCHEDULE - 3C(ii) - Price Breakup for -Line Civil Portion WorkB | SCHEDULE - 3C(ii) - Price Breakup for -Line Civil Portion WorkB | SCHEDULE - 3C(ii) - Price Breakup for -Line Civil Portion WorkB | SCHEDULE - 3C(ii) - Price Breakup for -Line Civil Portion WorkB | SCHEDULE - 3C(ii) - Price Breakup for -Line Civil Portion WorkB | SCHEDULE - 3C(ii) - Price Breakup for -Line Civil Portion WorkB | SCHEDULE - 3C(ii) - Price Breakup for -Line Civil Portion WorkB | SCHEDULE - 3C(ii) - Price Breakup for -Line Civil Portion WorkB | SCHEDULE - 3C(ii) - Price Breakup for -Line Civil Portion WorkB | SCHEDULE - 3C(ii) - Price Breakup for -Line Civil Portion WorkB | SCHEDULE - 3C(ii) - Price Breakup for -Line Civil Portion WorkB | SCHEDULE - 3C(ii) - Price Breakup for -Line Civil Portion WorkB | SCHEDULE - 3C(ii) - Price Breakup for -Line Civil Portion WorkB | SCHEDULE - 3C(ii) - Price Breakup for -Line Civil Portion WorkB | SCHEDULE - 3C(ii) - Price Breakup for -Line Civil Portion WorkB | SCHEDULE - 3C(ii) - Price Breakup for -Line Civil Portion WorkB | SCHEDULE - 3C(ii) - Price Breakup for -Line Civil Portion WorkB | SCHEDULE - 3C(ii) - Price Breakup for -Line Civil Portion WorkB | SCHEDULE - 3C(ii) - Price Breakup for -Line Civil Portion WorkB | SCHEDULE - 3C(ii) - Price Breakup for -Line Civil Portion WorkB | SCHEDULE - 3C(ii) - Price Breakup for -Line Civil Portion WorkB | SCHEDULE - 3C(ii) - Price Breakup for -Line Civil Portion WorkB | SCHEDULE - 3C(ii) - Price Breakup for -Line Civil Portion WorkB | SCHEDULE - 3C(ii) - Price Breakup for -Line Civil Portion WorkB | SCHEDULE - 3C(ii) - Price Breakup for -Line Civil Portion WorkB | SCHEDULE - 3C(ii) - Price Breakup for -Line Civil Portion WorkB | SCHEDULE - 3C(ii) - Price Breakup for -Line Civil Portion WorkB | SCHEDULE - 3C(ii) - Price Breakup for -Line Civil Portion WorkB | SCHEDULE - 3C(ii) - Price Breakup for -Line Civil Portion WorkB | SCHEDULE - 3C(ii) - Price Breakup for -Line Civil Portion WorkB | SCHEDULE - 3C(ii) - Price Breakup for -Line Civil Portion WorkB | SCHEDULE - 3C(ii) - Price Breakup for -Line Civil Portion WorkB | SCHEDULE - 3C(ii) - Price Breakup for -Line Civil Portion WorkB | SCHEDULE - 3C(ii) - Price Breakup for -Line Civil Portion WorkB | SCHEDULE - 3C(ii) - Price Breakup for -Line Civil Portion WorkB | SCHEDULE - 3C(ii) - Price Breakup for -Line Civil Portion WorkB | SCHEDULE - 3C(ii) - Price Breakup for -Line Civil Portion WorkB | SCHEDULE - 3C(ii) - Price Breakup for -Line Civil Portion WorkB | SCHEDULE - 3C(ii) - Price Breakup for -Line Civil Portion WorkB | SCHEDULE - 3C(ii) - Price Breakup for -Line Civil Portion WorkB | SCHEDULE - 3C(ii) - Price Breakup for -Line Civil Portion WorkB | SCHEDULE - 3C(ii) - Price Breakup for -Line Civil Portion WorkB | SCHEDULE - 3C(ii) - Price Breakup for -Line Civil Portion WorkB | SCHEDULE - 3C(ii) - Price Breakup for -Line Civil Portion WorkB | SCHEDULE - 3C(ii) - Price Breakup for -Line Civil Portion WorkB | SCHEDULE - 3C(ii) - Price Breakup for -Line Civil Portion WorkB | SCHEDULE - 3C(ii) - Price Breakup for -Line Civil Portion WorkB | SCHEDULE - 3C(ii) - Price Breakup for -Line Civil Portion WorkB | SCHEDULE - 3C(ii) - Price Breakup for -Line Civil Portion WorkB | SCHEDULE - 3C(ii) - Price Breakup for -Line Civil Portion WorkB | SCHEDULE - 3C(ii) - Price Breakup for -Line Civil Portion WorkB | SCHEDULE - 3C(ii) - Price Breakup for -Line Civil Portion WorkB | SCHEDULE - 3C(ii) - Price Breakup for -Line Civil Portion WorkB | SCHEDULE - 3C(ii) - Price Breakup for -Line Civil Portion WorkB | SCHEDULE - 3C(ii) - Price Breakup for -Line Civil Portion WorkB | SCHEDULE - 3C(ii) - Price Breakup for -Line Civil Portion WorkB | SCHEDULE - 3C(ii) - Price Breakup for -Line Civil Portion WorkB | SCHEDULE - 3C(ii) - Price Breakup for -Line Civil Portion WorkB | SCHEDULE - 3C(ii) - Price Breakup for -Line Civil Portion WorkB | SCHEDULE - 3C(ii) - Price Breakup for -Line Civil Portion WorkB | SCHEDULE - 3C(ii) - Price Breakup for -Line Civil Portion WorkB | SCHEDULE - 3C(ii) - Price Breakup for -Line Civil Portion WorkB | SCHEDULE - 3C(ii) - Price Breakup for -Line Civil Portion WorkB | SCHEDULE - 3C(ii) - Price Breakup for -Line Civil Portion WorkB | SCHEDULE - 3C(ii) - Price Breakup for -Line Civil Portion WorkB | SCHEDULE - 3C(ii) - Price Breakup for -Line Civil Portion WorkB | SCHEDULE - 3C(ii) - Price Breakup for -Line Civil Portion WorkB | SCHEDULE - 3C(ii) - Price Breakup for -Line Civil Portion WorkB | SCHEDULE - 3C(ii) - Price Breakup for -Line Civil Portion WorkB | SCHEDULE - 3C(ii) - Price Breakup for -Line Civil Portion WorkB | SCHEDULE - 3C(ii) - Price Breakup for -Line Civil Portion WorkB | SCHEDULE - 3C(ii) - Price Breakup for -Line Civil Portion WorkB | SCHEDULE - 3C(ii) - Price Breakup for -Line Civil Portion WorkB | SCHEDULE - 3C(ii) - Price Breakup for -Line Civil Portion WorkB | SCHEDULE - 3C(ii) - Price Breakup for -Line Civil Portion WorkB | SCHEDULE - 3C(ii) - Price Breakup for -Line Civil Portion WorkB | SCHEDULE - 3C(ii) - Price Breakup for -Line Civil Portion WorkB | SCHEDULE - 3C(ii) - Price Breakup for -Line Civil Portion WorkB | SCHEDULE - 3C(ii) - Price Breakup for -Line Civil Portion WorkB | SCHEDULE - 3C(ii) - Price Breakup for -Line Civil Portion WorkB | SCHEDULE - 3C(ii) - Price Breakup for -Line Civil Portion WorkB | SCHEDULE - 3C(ii) - Price Breakup for -Line Civil Portion WorkB | SCHEDULE - 3C(ii) - Price Breakup for -Line Civil Portion WorkB | SCHEDULE - 3C(ii) - Price Breakup for -Line Civil Portion WorkB | SCHEDULE - 3C(ii) - Price Breakup for -Line Civil Portion WorkB | SCHEDULE - 3C(ii) - Price Breakup for -Line Civil Portion WorkB | SCHEDULE - 3C(ii) - Price Breakup for -Line Civil Portion WorkB | SCHEDULE - 3C(ii) - Price Breakup for -Line Civil Portion WorkB | SCHEDULE - 3C(ii) - Price Breakup for -Line Civil Portion WorkB | SCHEDULE - 3C(ii) - Price Breakup for -Line Civil Portion WorkB | SCHEDULE - 3C(ii) - Price Breakup for -Line Civil Portion WorkB | SCHEDULE - 3C(ii) - Price Breakup for -Line Civil Portion WorkB | SCHEDULE - 3C(ii) - Price Breakup for -Line Civil Portion WorkB | SCHEDULE - 3C(ii) - Price Breakup for -Line Civil Portion WorkB | SCHEDULE - 3C(ii) - Price Breakup for -Line Civil Portion WorkB | SCHEDULE - 3C(ii) - Price Breakup for -Line Civil Portion WorkB | SCHEDULE - 3C(ii) - Price Breakup for -Line Civil Portion WorkB | SCHEDULE - 3C(ii) - Price Breakup for -Line Civil Portion WorkB | SCHEDULE - 3C(ii) - Price Breakup for -Line Civil Portion WorkB | SCHEDULE - 3C(ii) - Price Breakup for -Line Civil Portion WorkB | SCHEDULE - 3C(ii) - Price Breakup for -Line Civil Portion WorkB | SCHEDULE - 3C(ii) - Price Breakup for -Line Civil Portion WorkB | SCHEDULE - 3C(ii) - Price Breakup for -Line Civil Portion WorkB | SCHEDULE - 3C(ii) - Price Breakup for -Line Civil Portion WorkB | SCHEDULE - 3C(ii) - Price Breakup for -Line Civil Portion WorkB | SCHEDULE - 3C(ii) - Price Breakup for -Line Civil Portion WorkB | SCHEDULE - 3C(ii) - Price Breakup for -Line Civil Portion WorkB | SCHEDULE - 3C(ii) - Price Breakup for -Line Civil Portion WorkB | SCHEDULE - 3C(ii) - Price Breakup for -Line Civil Portion WorkB | SCHEDULE - 3C(ii) - Price Breakup for -Line Civil Portion WorkB | SCHEDULE - 3C(ii) - Price Breakup for -Line Civil Portion WorkB | SCHEDULE - 3C(ii) - Price Breakup for -Line Civil Portion WorkB | SCHEDULE - 3C(ii) - Price Breakup for -Line Civil Portion WorkB | SCHEDULE - 3C(ii) - Price Breakup for -Line Civil Portion WorkB | SCHEDULE - 3C(ii) - Price Breakup for -Line Civil Portion WorkB | SCHEDULE - 3C(ii) - Price Breakup for -Line Civil Portion WorkB | SCHEDULE - 3C(ii) - Price Breakup for -Line Civil Portion WorkB | SCHEDULE - 3C(ii) - Price Breakup for -Line Civil Portion WorkB | SCHEDULE - 3C(ii) - Price Breakup for -Line Civil Portion WorkB | SCHEDULE - 3C(ii) - Price Breakup for -Line Civil Portion WorkB | SCHEDULE - 3C(ii) - Price Breakup for -Line Civil Portion WorkB | SCHEDULE - 3C(ii) - Price Breakup for -Line Civil Portion WorkB | SCHEDULE - 3C(ii) - Price Breakup for -Line Civil Portion WorkB | SCHEDULE - 3C(ii) - Price Breakup for -Line Civil Portion WorkB | SCHEDULE - 3C(ii) - Price Breakup for -Line Civil Portion WorkB | SCHEDULE - 3C(ii) - Price Breakup for -Line Civil Portion WorkB | SCHEDULE - 3C(ii) - Price Breakup for -Line Civil Portion WorkB | SCHEDULE - 3C(ii) - Price Breakup for -Line Civil Portion WorkB | SCHEDULE - 3C(ii) - Price Breakup for -Line Civil Portion WorkB | SCHEDULE - 3C(ii) - Price Breakup for -Line Civil Portion WorkB | SCHEDULE - 3C(ii) - Price Breakup for -Line Civil Portion WorkB | SCHEDULE - 3C(ii) - Price Breakup for -Line Civil Portion WorkB | SCHEDULE - 3C(ii) - Price Breakup for -Line Civil Portion WorkB | SCHEDULE - 3C(ii) - Price Breakup for -Line Civil Portion WorkB | SCHEDULE - 3C(ii) - Price Breakup for -Line Civil Portion WorkB | SCHEDULE - 3C(ii) - Price Breakup for -Line Civil Portion WorkB | SCHEDULE - 3C(ii) - Price Breakup for -Line Civil Portion WorkB | SCHEDULE - 3C(ii) - Price Breakup for -Line Civil Portion WorkB | SCHEDULE - 3C(ii) - Price Breakup for -Line Civil Portion WorkB | SCHEDULE - 3C(ii) - Price Breakup for -Line Civil Portion WorkB | SCHEDULE - 3C(ii) - Price Breakup for -Line Civil Portion WorkB | SCHEDULE - 3C(ii) - Price Breakup for -Line Civil Portion WorkB | SCHEDULE - 3C(ii) - Price Breakup for -Line Civil Portion WorkB | SCHEDULE - 3C(ii) - Price Breakup for -Line Civil Portion WorkB | SCHEDULE - 3C(ii) - Price Breakup for -Line Civil Portion WorkB | SCHEDULE - 3C(ii) - Price Breakup for -Line Civil Portion WorkB | SCHEDULE - 3C(ii) - Price Breakup for -Line Civil Portion WorkB | SCHEDULE - 3C(ii) - Price Breakup for -Line Civil Portion WorkB | SCHEDULE - 3C(ii) - Price Breakup for -Line Civil Portion WorkB | SCHEDULE - 3C(ii) - Price Breakup for -Line Civil Portion WorkB | SCHEDULE - 3C(ii) - Price Breakup for -Line Civil Portion WorkB | SCHEDULE - 3C(ii) - Price Breakup for -Line Civil Portion WorkB | SCHEDULE - 3C(ii) - Price Breakup for -Line Civil Portion WorkB | SCHEDULE - 3C(ii) - Price Breakup for -Line Civil Portion WorkB | SCHEDULE - 3C(ii) - Price Breakup for -Line Civil Portion WorkB | SCHEDULE - 3C(ii) - Price Breakup for -Line Civil Portion WorkB | SCHEDULE - 3C(ii) - Price Breakup for -Line Civil Portion WorkB | SCHEDULE - 3C(ii) - Price Breakup for -Line Civil Portion WorkB | SCHEDULE - 3C(ii) - Price Breakup for -Line Civil Portion WorkB | SCHEDULE - 3C(ii) - Price Breakup for -Line Civil Portion WorkB | SCHEDULE - 3C(ii) - Price Breakup for -Line Civil Portion WorkB | SCHEDULE - 3C(ii) - Price Breakup for -Line Civil Portion WorkB | SCHEDULE - 3C(ii) - Price Breakup for -Line Civil Portion WorkB | SCHEDULE - 3C(ii) - Price Breakup for -Line Civil Portion WorkB | SCHEDULE - 3C(ii) - Price Breakup for -Line Civil Portion WorkB | SCHEDULE - 3C(ii) - Price Breakup for -Line Civil Portion WorkB | SCHEDULE - 3C(ii) - Price Breakup for -Line Civil Portion WorkB | SCHEDULE - 3C(ii) - Price Breakup for -Line Civil Portion WorkB | SCHEDULE - 3C(ii) - Price Breakup for -Line Civil Portion WorkB | SCHEDULE - 3C(ii) - Price Breakup for -Line Civil Portion WorkB | SCHEDULE - 3C(ii) - Price Breakup for -Line Civil Portion WorkB | SCHEDULE - 3C(ii) - Price Breakup for -Line Civil Portion WorkB | SCHEDULE - 3C(ii) - Price Breakup for -Line Civil Portion WorkB | SCHEDULE - 3C(ii) - Price Breakup for -Line Civil Portion WorkB | SCHEDULE - 3C(ii) - Price Breakup for -Line Civil Portion WorkB | SCHEDULE - 3C(ii) - Price Breakup for -Line Civil Portion WorkB | SCHEDULE - 3C(ii) - Price Breakup for -Line Civil Portion WorkB | SCHEDULE - 3C(ii) - Price Breakup for -Line Civil Portion WorkB | SCHEDULE - 3C(ii) - Price Breakup for -Line Civil Portion WorkB | SCHEDULE - 3C(ii) - Price Breakup for -Line Civil Portion WorkB | SCHEDULE - 3C(ii) - Price Breakup for -Line Civil Portion WorkB | SCHEDULE - 3C(ii) - Price Breakup for -Line Civil Portion WorkB | SCHEDULE - 3C(ii) - Price Breakup for -Line Civil Portion WorkB | SCHEDULE - 3C(ii) - Price Breakup for -Line Civil Portion WorkB | SCHEDULE - 3C(ii) - Price Breakup for -Line Civil Portion WorkB | SCHEDULE - 3C(ii) - Price Breakup for -Line Civil Portion WorkB | SCHEDULE - 3C(ii) - Price Breakup for -Line Civil Portion WorkB | SCHEDULE - 3C(ii) - Price Breakup for -Line Civil Portion WorkB | SCHEDULE - 3C(ii) - Price Breakup for -Line Civil Portion WorkB | SCHEDULE - 3C(ii) - Price Breakup for -Line Civil Portion WorkB | SCHEDULE - 3C(ii) - Price Breakup for -Line Civil Portion WorkB | SCHEDULE - 3C(ii) - Price Breakup for -Line Civil Portion WorkB | SCHEDULE - 3C(ii) - Price Breakup for -Line Civil Portion WorkB | SCHEDULE - 3C(ii) - Price Breakup for -Line Civil Portion WorkB | SCHEDULE - 3C(ii) - Price Breakup for -Line Civil Portion WorkB | SCHEDULE - 3C(ii) - Price Breakup for -Line Civil Portion WorkB | SCHEDULE - 3C(ii) - Price Breakup for -Line Civil Portion WorkB | SCHEDULE - 3C(ii) - Price Breakup for -Line Civil Portion WorkB | SCHEDULE - 3C(ii) - Price Breakup for -Line Civil Portion WorkB | SCHEDULE - 3C(ii) - Price Breakup for -Line Civil Portion WorkB | SCHEDULE - 3C(ii) - Price Breakup for -Line Civil Portion WorkB | SCHEDULE - 3C(ii) - Price Breakup for -Line Civil Portion WorkB | SCHEDULE - 3C(ii) - Price Breakup for -Line Civil Portion WorkB | SCHEDULE - 3C(ii) - Price Breakup for -Line Civil Portion WorkB | SCHEDULE - 3C(ii) - Price Breakup for -Line Civil Portion WorkB | SCHEDULE - 3C(ii) - Price Breakup for -Line Civil Portion WorkB | SCHEDULE - 3C(ii) - Price Breakup for -Line Civil Portion WorkB | SCHEDULE - 3C(ii) - Price Breakup for -Line Civil Portion WorkB | SCHEDULE - 3C(ii) - Price Breakup for -Line Civil Portion WorkB | SCHEDULE - 3C(ii) - Price Breakup for -Line Civil Portion WorkB | SCHEDULE - 3C(ii) - Price Breakup for -Line Civil Portion WorkB | SCHEDULE - 3C(ii) - Price Breakup for -Line Civil Portion WorkB | SCHEDULE - 3C(ii) - Price Breakup for -Line Civil Portion WorkB | SCHEDULE - 3C(ii) - Price Breakup for -Line Civil Portion WorkB | SCHEDULE - 3C(ii) - Price Breakup for -Line Civil Portion WorkB | SCHEDULE - 3C(ii) - Price Breakup for -Line Civil Portion WorkB | SCHEDULE - 3C(ii) - Price Breakup for -Line Civil Portion WorkB | SCHEDULE - 3C(ii) - Price Breakup for -Line Civil Portion WorkB | SCHEDULE - 3C(ii) - Price Breakup for -Line Civil Portion WorkB | SCHEDULE - 3C(ii) - Price Breakup for -Line Civil Portion WorkB | SCHEDULE - 3C(ii) - Price Breakup for -Line Civil Portion WorkB | SCHEDULE - 3C(ii) - Price Breakup for -Line Civil Portion WorkB | SCHEDULE - 3C(ii) - Price Breakup for -Line Civil Portion WorkB | SCHEDULE - 3C(ii) - Price Breakup for -Line Civil Portion WorkB | SCHEDULE - 3C(ii) - Price Breakup for -Line Civil Portion WorkB | SCHEDULE - 3C(ii) - Price Breakup for -Line Civil Portion WorkB | SCHEDULE - 3C(ii) - Price Breakup for -Line Civil Portion WorkB | SCHEDULE - 3C(ii) - Price Breakup for -Line Civil Portion WorkB | SCHEDULE - 3C(ii) - Price Breakup for -Line Civil Portion WorkB | SCHEDULE - 3C(ii) - Price Breakup for -Line Civil Portion WorkB | SCHEDULE - 3C(ii) - Price Breakup for -Line Civil Portion WorkB | SCHEDULE - 3C(ii) - Price Breakup for -Line Civil Portion WorkB | SCHEDULE - 3C(ii) - Price Breakup for -Line Civil Portion WorkB | SCHEDULE - 3C(ii) - Price Breakup for -Line Civil Portion WorkB | SCHEDULE - 3C(ii) - Price Breakup for -Line Civil Portion WorkB | SCHEDULE - 3C(ii) - Price Breakup for -Line Civil Portion WorkB | SCHEDULE - 3C(ii) - Price Breakup for -Line Civil Portion WorkB | SCHEDULE - 3C(ii) - Price Breakup for -Line Civil Portion WorkB | SCHEDULE - 3C(ii) - Price Breakup for -Line Civil Portion WorkB | SCHEDULE - 3C(ii) - Price Breakup for -Line Civil Portion WorkB | SCHEDULE - 3C(ii) - Price Breakup for -Line Civil Portion WorkB | SCHEDULE - 3C(ii) - Price Breakup for -Line Civil Portion WorkB | SCHEDULE - 3C(ii) - Price Breakup for -Line Civil Portion WorkB | SCHEDULE - 3C(ii) - Price Breakup for -Line Civil Portion WorkB | SCHEDULE - 3C(ii) - Price Breakup for -Line Civil Portion WorkB | SCHEDULE - 3C(ii) - Price Breakup for -Line Civil Portion WorkB | SCHEDULE - 3C(ii) - Price Breakup for -Line Civil Portion WorkB | SCHEDULE - 3C(ii) - Price Breakup for -Line Civil Portion WorkB | SCHEDULE - 3C(ii) - Price Breakup for -Line Civil Portion WorkB | SCHEDULE - 3C(ii) - Price Breakup for -Line Civil Portion WorkB | SCHEDULE - 3C(ii) - Price Breakup for -Line Civil Portion WorkB | SCHEDULE - 3C(ii) - Price Breakup for -Line Civil Portion WorkB | SCHEDULE - 3C(ii) - Price Breakup for -Line Civil Portion WorkB | SCHEDULE - 3C(ii) - Price Breakup for -Line Civil Portion WorkB | SCHEDULE - 3C(ii) - Price Breakup for -Line Civil Portion WorkB | SCHEDULE - 3C(ii) - Price Breakup for -Line Civil Portion WorkB | SCHEDULE - 3C(ii) - Price Breakup for -Line Civil Portion WorkB | SCHEDULE - 3C(ii) - Price Breakup for -Line Civil Portion WorkB | SCHEDULE - 3C(ii) - Price Breakup for -Line Civil Portion WorkB | SCHEDULE - 3C(ii) - Price Breakup for -Line Civil Portion WorkB | SCHEDULE - 3C(ii) - Price Breakup for -Line Civil Portion WorkB | SCHEDULE - 3C(ii) - Price Breakup for -Line Civil Portion WorkB | SCHEDULE - 3C(ii) - Price Breakup for -Line Civil Portion WorkB | SCHEDULE - 3C(ii) - Price Breakup for -Line Civil Portion WorkB | SCHEDULE - 3C(ii) - Price Breakup for -Line Civil Portion WorkB | SCHEDULE - 3C(ii) - Price Breakup for -Line Civil Portion WorkB | SCHEDULE - 3C(ii) - Price Breakup for -Line Civil Portion WorkB | SCHEDULE - 3C(ii) - Price Breakup for -Line Civil Portion WorkB | SCHEDULE - 3C(ii) - Price Breakup for -Line Civil Portion WorkB | SCHEDULE - 3C(ii) - Price Breakup for -Line Civil Portion WorkB | SCHEDULE - 3C(ii) - Price Breakup for -Line Civil Portion WorkB | SCHEDULE - 3C(ii) - Price Breakup for -Line Civil Portion WorkB | SCHEDULE - 3C(ii) - Price Breakup for -Line Civil Portion WorkB | SCHEDULE - 3C(ii) - Price Breakup for -Line Civil Portion WorkB | SCHEDULE - 3C(ii) - Price Breakup for -Line Civil Portion WorkB | SCHEDULE - 3C(ii) - Price Breakup for -Line Civil Portion WorkB | SCHEDULE - 3C(ii) - Price Breakup for -Line Civil Portion WorkB | SCHEDULE - 3C(ii) - Price Breakup for -Line Civil Portion WorkB | SCHEDULE - 3C(ii) - Price Breakup for -Line Civil Portion WorkB | SCHEDULE - 3C(ii) - Price Breakup for -Line Civil Portion WorkB | SCHEDULE - 3C(ii) - Price Breakup for -Line Civil Portion WorkB | SCHEDULE - 3C(ii) - Price Breakup for -Line Civil Portion WorkB | SCHEDULE - 3C(ii) - Price Breakup for -Line Civil Portion WorkB | SCHEDULE - 3C(ii) - Price Breakup for -Line Civil Portion WorkB | SCHEDULE - 3C(ii) - Price Breakup for -Line Civil Portion WorkB | SCHEDULE - 3C(ii) - Price Breakup for -Line Civil Portion WorkB | SCHEDULE - 3C(ii) - Price Breakup for -Line Civil Portion WorkB | SCHEDULE - 3C(ii) - Price Breakup for -Line Civil Portion WorkB | SCHEDULE - 3C(ii) - Price Breakup for -Line Civil Portion WorkB | SCHEDULE - 3C(ii) - Price Breakup for -Line Civil Portion WorkB | SCHEDULE - 3C(ii) - Price Breakup for -Line Civil Portion WorkB | SCHEDULE - 3C(ii) - Price Breakup for -Line Civil Portion WorkB | SCHEDULE - 3C(ii) - Price Breakup for -Line Civil Portion WorkB | SCHEDULE - 3C(ii) - Price Breakup for -Line Civil Portion WorkB | SCHEDULE - 3C(ii) - Price Breakup for -Line Civil Portion WorkB | SCHEDULE - 3C(ii) - Price Breakup for -Line Civil Portion WorkB | SCHEDULE - 3C(ii) - Price Breakup for -Line Civil Portion WorkB | SCHEDULE - 3C(ii) - Price Breakup for -Line Civil Portion WorkB | SCHEDULE - 3C(ii) - Price Breakup for -Line Civil Portion WorkB | SCHEDULE - 3C(ii) - Price Breakup for -Line Civil Portion WorkB | SCHEDULE - 3C(ii) - Price Breakup for -Line Civil Portion WorkB | SCHEDULE - 3C(ii) - Price Breakup for -Line Civil Portion WorkB | SCHEDULE - 3C(ii) - Price Breakup for -Line Civil Portion WorkB | SCHEDULE - 3C(ii) - Price Breakup for -Line Civil Portion WorkB | SCHEDULE - 3C(ii) - Price Breakup for -Line Civil Portion WorkB | SCHEDULE - 3C(ii) - Price Breakup for -Line Civil Portion WorkB | SCHEDULE - 3C(ii) - Price Breakup for -Line Civil Portion WorkB | SCHEDULE - 3C(ii) - Price Breakup for -Line Civil Portion WorkB | SCHEDULE - 3C(ii) - Price Breakup for -Line Civil Portion WorkB | SCHEDULE - 3C(ii) - Price Breakup for -Line Civil Portion WorkB | SCHEDULE - 3C(ii) - Price Breakup for -Line Civil Portion WorkB | SCHEDULE - 3C(ii) - Price Breakup for -Line Civil Portion WorkB | SCHEDULE - 3C(ii) - Price Breakup for -Line Civil Portion WorkB | SCHEDULE - 3C(ii) - Price Breakup for -Line Civil Portion WorkB | SCHEDULE - 3C(ii) - Price Breakup for -Line Civil Portion WorkB | SCHEDULE - 3C(ii) - Price Breakup for -Line Civil Portion WorkB | SCHEDULE - 3C(ii) - Price Breakup for -Line Civil Portion WorkB | SCHEDULE - 3C(ii) - Price Breakup for -Line Civil Portion WorkB | SCHEDULE - 3C(ii) - Price Breakup for -Line Civil Portion WorkB | SCHEDULE - 3C(ii) - Price Breakup for -Line Civil Portion WorkB | SCHEDULE - 3C(ii) - Price Breakup for -Line Civil Portion WorkB | SCHEDULE - 3C(ii) - Price Breakup for -Line Civil Portion WorkB | SCHEDULE - 3C(ii) - Price Breakup for -Line Civil Portion WorkB | SCHEDULE - 3C(ii) - Price Breakup for -Line Civil Portion WorkB | SCHEDULE - 3C(ii) - Price Breakup for -Line Civil Portion WorkB | SCHEDULE - 3C(ii) - Price Breakup for -Line Civil Portion WorkB | SCHEDULE - 3C(ii) - Price Breakup for -Line Civil Portion WorkB | SCHEDULE - 3C(ii) - Price Breakup for -Line Civil Portion WorkB | SCHEDULE - 3C(ii) - Price Breakup for -Line Civil Portion WorkB | SCHEDULE - 3C(ii) - Price Breakup for -Line Civil Portion WorkB | SCHEDULE - 3C(ii) - Price Breakup for -Line Civil Portion WorkB | SCHEDULE - 3C(ii) - Price Breakup for -Line Civil Portion WorkB | SCHEDULE - 3C(ii) - Price Breakup for -Line Civil Portion WorkB | SCHEDULE - 3C(ii) - Price Breakup for -Line Civil Portion WorkB | SCHEDULE - 3C(ii) - Price Breakup for -Line Civil Portion WorkB | SCHEDULE - 3C(ii) - Price Breakup for -Line Civil Portion WorkB | SCHEDULE - 3C(ii) - Price Breakup for -Line Civil Portion WorkB | SCHEDULE - 3C(ii) - Price Breakup for -Line Civil Portion WorkB | SCHEDULE - 3C(ii) - Price Breakup for -Line Civil Portion WorkB | SCHEDULE - 3C(ii) - Price Breakup for -Line Civil Portion WorkB | SCHEDULE - 3C(ii) - Price Breakup for -Line Civil Portion WorkB | SCHEDULE - 3C(ii) - Price Breakup for -Line Civil Portion WorkB | SCHEDULE - 3C(ii) - Price Breakup for -Line Civil Portion WorkB | SCHEDULE - 3C(ii) - Price Breakup for -Line Civil Portion WorkB | SCHEDULE - 3C(ii) - Price Breakup for -Line Civil Portion WorkB | SCHEDULE - 3C(ii) - Price Breakup for -Line Civil Portion WorkB | SCHEDULE - 3C(ii) - Price Breakup for -Line Civil Portion WorkB | SCHEDULE - 3C(ii) - Price Breakup for -Line Civil Portion WorkB | SCHEDULE - 3C(ii) - Price Breakup for -Line Civil Portion WorkB | SCHEDULE - 3C(ii) - Price Breakup for -Line Civil Portion WorkB | SCHEDULE - 3C(ii) - Price Breakup for -Line Civil Portion WorkB | SCHEDULE - 3C(ii) - Price Breakup for -Line Civil Portion WorkB | SCHEDULE - 3C(ii) - Price Breakup for -Line Civil Portion WorkB | SCHEDULE - 3C(ii) - Price Breakup for -Line Civil Portion WorkB | SCHEDULE - 3C(ii) - Price Breakup for -Line Civil Portion WorkB | SCHEDULE - 3C(ii) - Price Breakup for -Line Civil Portion WorkB | SCHEDULE - 3C(ii) - Price Breakup for -Line Civil Portion WorkB | SCHEDULE - 3C(ii) - Price Breakup for -Line Civil Portion WorkB | SCHEDULE - 3C(ii) - Price Breakup for -Line Civil Portion WorkB | SCHEDULE - 3C(ii) - Price Breakup for -Line Civil Portion WorkB | SCHEDULE - 3C(ii) - Price Breakup for -Line Civil Portion WorkB | SCHEDULE - 3C(ii) - Price Breakup for -Line Civil Portion WorkB | SCHEDULE - 3C(ii) - Price Breakup for -Line Civil Portion WorkB | SCHEDULE - 3C(ii) - Price Breakup for -Line Civil Portion WorkB | SCHEDULE - 3C(ii) - Price Breakup for -Line Civil Portion WorkB | SCHEDULE - 3C(ii) - Price Breakup for -Line Civil Portion WorkB | SCHEDULE - 3C(ii) - Price Breakup for -Line Civil Portion WorkB | SCHEDULE - 3C(ii) - Price Breakup for -Line Civil Portion WorkB | SCHEDULE - 3C(ii) - Price Breakup for -Line Civil Portion WorkB | SCHEDULE - 3C(ii) - Price Breakup for -Line Civil Portion WorkB | SCHEDULE - 3C(ii) - Price Breakup for -Line Civil Portion WorkB | SCHEDULE - 3C(ii) - Price Breakup for -Line Civil Portion WorkB | SCHEDULE - 3C(ii) - Price Breakup for -Line Civil Portion WorkB | SCHEDULE - 3C(ii) - Price Breakup for -Line Civil Portion WorkB | SCHEDULE - 3C(ii) - Price Breakup for -Line Civil Portion WorkB | SCHEDULE - 3C(ii) - Price Breakup for -Line Civil Portion WorkB | SCHEDULE - 3C(ii) - Price Breakup for -Line Civil Portion WorkB | SCHEDULE - 3C(ii) - Price Breakup for -Line Civil Portion WorkB | SCHEDULE - 3C(ii) - Price Breakup for -Line Civil Portion WorkB | SCHEDULE - 3C(ii) - Price Breakup for -Line Civil Portion WorkB | SCHEDULE - 3C(ii) - Price Breakup for -Line Civil Portion WorkB | SCHEDULE - 3C(ii) - Price Breakup for -Line Civil Portion WorkB | SCHEDULE - 3C(ii) - Price Breakup for -Line Civil Portion WorkB | SCHEDULE - 3C(ii) - Price Breakup for -Line Civil Portion WorkB | SCHEDULE - 3C(ii) - Price Breakup for -Line Civil Portion WorkB | SCHEDULE - 3C(ii) - Price Breakup for -Line Civil Portion WorkB | SCHEDULE - 3C(ii) - Price Breakup for -Line Civil Portion WorkB | SCHEDULE - 3C(ii) - Price Breakup for -Line Civil Portion WorkB | SCHEDULE - 3C(ii) - Price Breakup for -Line Civil Portion WorkB | SCHEDULE - 3C(ii) - Price Breakup for -Line Civil Portion WorkB | SCHEDULE - 3C(ii) - Price Breakup for -Line Civil Portion WorkB | SCHEDULE - 3C(ii) - Price Breakup for -Line Civil Portion WorkB | SCHEDULE - 3C(ii) - Price Breakup for -Line Civil Portion WorkB | SCHEDULE - 3C(ii) - Price Breakup for -Line Civil Portion WorkB | SCHEDULE - 3C(ii) - Price Breakup for -Line Civil Portion WorkB | SCHEDULE - 3C(ii) - Price Breakup for -Line Civil Portion WorkB | SCHEDULE - 3C(ii) - Price Breakup for -Line Civil Portion WorkB | SCHEDULE - 3C(ii) - Price Breakup for -Line Civil Portion WorkB | SCHEDULE - 3C(ii) - Price Breakup for -Line Civil Portion WorkB | SCHEDULE - 3C(ii) - Price Breakup for -Line Civil Portion WorkB | SCHEDULE - 3C(ii) - Price Breakup for -Line Civil Portion WorkB | SCHEDULE - 3C(ii) - Price Breakup for -Line Civil Portion WorkB | SCHEDULE - 3C(ii) - Price Breakup for -Line Civil Portion WorkB | SCHEDULE - 3C(ii) - Price Breakup for -Line Civil Portion WorkB | SCHEDULE - 3C(ii) - Price Breakup for -Line Civil Portion WorkB | SCHEDULE - 3C(ii) - Price Breakup for -Line Civil Portion WorkB | SCHEDULE - 3C(ii) - Price Breakup for -Line Civil Portion WorkB | SCHEDULE - 3C(ii) - Price Breakup for -Line Civil Portion WorkB | SCHEDULE - 3C(ii) - Price Breakup for -Line Civil Portion WorkB | SCHEDULE - 3C(ii) - Price Breakup for -Line Civil Portion WorkB | SCHEDULE - 3C(ii) - Price Breakup for -Line Civil Portion WorkB | SCHEDULE - 3C(ii) - Price Breakup for -Line Civil Portion WorkB | SCHEDULE - 3C(ii) - Price Breakup for -Line Civil Portion WorkB | SCHEDULE - 3C(ii) - Price Breakup for -Line Civil Portion WorkB | SCHEDULE - 3C(ii) - Price Breakup for -Line Civil Portion WorkB | SCHEDULE - 3C(ii) - Price Breakup for -Line Civil Portion WorkB | SCHEDULE - 3C(ii) - Price Breakup for -Line Civil Portion WorkB | SCHEDULE - 3C(ii) - Price Breakup for -Line Civil Portion WorkB | SCHEDULE - 3C(ii) - Price Breakup for -Line Civil Portion WorkB | SCHEDULE - 3C(ii) - Price Breakup for -Line Civil Portion WorkB | SCHEDULE - 3C(ii) - Price Breakup for -Line Civil Portion WorkB | SCHEDULE - 3C(ii) - Price Breakup for -Line Civil Portion WorkB | SCHEDULE - 3C(ii) - Price Breakup for -Line Civil Portion WorkB | SCHEDULE - 3C(ii) - Price Breakup for -Line Civil Portion WorkB | SCHEDULE - 3C(ii) - Price Breakup for -Line Civil Portion WorkB | SCHEDULE - 3C(ii) - Price Breakup for -Line Civil Portion WorkB | SCHEDULE - 3C(ii) - Price Breakup for -Line Civil Portion WorkB | SCHEDULE - 3C(ii) - Price Breakup for -Line Civil Portion WorkB | SCHEDULE - 3C(ii) - Price Breakup for -Line Civil Portion WorkB | SCHEDULE - 3C(ii) - Price Breakup for -Line Civil Portion WorkB | SCHEDULE - 3C(ii) - Price Breakup for -Line Civil Portion WorkB | SCHEDULE - 3C(ii) - Price Breakup for -Line Civil Portion WorkB | SCHEDULE - 3C(ii) - Price Breakup for -Line Civil Portion WorkB | SCHEDULE - 3C(ii) - Price Breakup for -Line Civil Portion WorkB | SCHEDULE - 3C(ii) - Price Breakup for -Line Civil Portion WorkB | SCHEDULE - 3C(ii) - Price Breakup for -Line Civil Portion WorkB | SCHEDULE - 3C(ii) - Price Breakup for -Line Civil Portion WorkB | SCHEDULE - 3C(ii) - Price Breakup for -Line Civil Portion WorkB | SCHEDULE - 3C(ii) - Price Breakup for -Line Civil Portion WorkB | SCHEDULE - 3C(ii) - Price Breakup for -Line Civil Portion WorkB | SCHEDULE - 3C(ii) - Price Breakup for -Line Civil Portion WorkB | SCHEDULE - 3C(ii) - Price Breakup for -Line Civil Portion WorkB | SCHEDULE - 3C(ii) - Price Breakup for -Line Civil Portion WorkB | SCHEDULE - 3C(ii) - Price Breakup for -Line Civil Portion WorkB | SCHEDULE - 3C(ii) - Price Breakup for -Line Civil Portion WorkB | SCHEDULE - 3C(ii) - Price Breakup for -Line Civil Portion WorkB | SCHEDULE - 3C(ii) - Price Breakup for -Line Civil Portion WorkB | SCHEDULE - 3C(ii) - Price Breakup for -Line Civil Portion WorkB | SCHEDULE - 3C(ii) - Price Breakup for -Line Civil Portion WorkB | SCHEDULE - 3C(ii) - Price Breakup for -Line Civil Portion WorkB | SCHEDULE - 3C(ii) - Price Breakup for -Line Civil Portion WorkB | SCHEDULE - 3C(ii) - Price Breakup for -Line Civil Portion WorkB | SCHEDULE - 3C(ii) - Price Breakup for -Line Civil Portion WorkB | SCHEDULE - 3C(ii) - Price Breakup for -Line Civil Portion WorkB | SCHEDULE - 3C(ii) - Price Breakup for -Line Civil Portion WorkB | SCHEDULE - 3C(ii) - Price Breakup for -Line Civil Portion WorkB | SCHEDULE - 3C(ii) - Price Breakup for -Line Civil Portion WorkB | SCHEDULE - 3C(ii) - Price Breakup for -Line Civil Portion WorkB | SCHEDULE - 3C(ii) - Price Breakup for -Line Civil Portion WorkB | SCHEDULE - 3C(ii) - Price Breakup for -Line Civil Portion WorkB | SCHEDULE - 3C(ii) - Price Breakup for -Line Civil Portion WorkB | SCHEDULE - 3C(ii) - Price Breakup for -Line Civil Portion WorkB | SCHEDULE - 3C(ii) - Price Breakup for -Line Civil Portion WorkB | SCHEDULE - 3C(ii) - Price Breakup for -Line Civil Portion WorkB | SCHEDULE - 3C(ii) - Price Breakup for -Line Civil Portion WorkB | SCHEDULE - 3C(ii) - Price Breakup for -Line Civil Portion WorkB | SCHEDULE - 3C(ii) - Price Breakup for -Line Civil Portion WorkB | SCHEDULE - 3C(ii) - Price Breakup for -Line Civil Portion WorkB | SCHEDULE - 3C(ii) - Price Breakup for -Line Civil Portion WorkB | SCHEDULE - 3C(ii) - Price Breakup for -Line Civil Portion WorkB | SCHEDULE - 3C(ii) - Price Breakup for -Line Civil Portion WorkB | SCHEDULE - 3C(ii) - Price Breakup for -Line Civil Portion WorkB | SCHEDULE - 3C(ii) - Price Breakup for -Line Civil Portion WorkB | SCHEDULE - 3C(ii) - Price Breakup for -Line Civil Portion WorkB | SCHEDULE - 3C(ii) - Price Breakup for -Line Civil Portion WorkB | SCHEDULE - 3C(ii) - Price Breakup for -Line Civil Portion WorkB | SCHEDULE - 3C(ii) - Price Breakup for -Line Civil Portion WorkB | SCHEDULE - 3C(ii) - Price Breakup for -Line Civil Portion WorkB | SCHEDULE - 3C(ii) - Price Breakup for -Line Civil Portion WorkB | SCHEDULE - 3C(ii) - Price Breakup for -Line Civil Portion WorkB | SCHEDULE - 3C(ii) - Price Breakup for -Line Civil Portion WorkB | SCHEDULE - 3C(ii) - Price Breakup for -Line Civil Portion WorkB | SCHEDULE - 3C(ii) - Price Breakup for -Line Civil Portion WorkB | SCHEDULE - 3C(ii) - Price Breakup for -Line Civil Portion WorkB | SCHEDULE - 3C(ii) - Price Breakup for -Line Civil Portion WorkB | SCHEDULE - 3C(ii) - Price Breakup for -Line Civil Portion WorkB | SCHEDULE - 3C(ii) - Price Breakup for -Line Civil Portion WorkB | SCHEDULE - 3C(ii) - Price Breakup for -Line Civil Portion WorkB | SCHEDULE - 3C(ii) - Price Breakup for -Line Civil Portion WorkB | SCHEDULE - 3C(ii) - Price Breakup for -Line Civil Portion WorkB | SCHEDULE - 3C(ii) - Price Breakup for -Line Civil Portion WorkB | SCHEDULE - 3C(ii) - Price Breakup for -Line Civil Portion WorkB | SCHEDULE - 3C(ii) - Price Breakup for -Line Civil Portion WorkB | SCHEDULE - 3C(ii) - Price Breakup for -Line Civil Portion WorkB | SCHEDULE - 3C(ii) - Price Breakup for -Line Civil Portion WorkB | SCHEDULE - 3C(ii) - Price Breakup for -Line Civil Portion WorkB | SCHEDULE - 3C(ii) - Price Breakup for -Line Civil Portion WorkB | SCHEDULE - 3C(ii) - Price Breakup for -Line Civil Portion WorkB | SCHEDULE - 3C(ii) - Price Breakup for -Line Civil Portion WorkB | SCHEDULE - 3C(ii) - Price Breakup for -Line Civil Portion WorkB | SCHEDULE - 3C(ii) - Price Breakup for -Line Civil Portion WorkB | SCHEDULE - 3C(ii) - Price Breakup for -Line Civil Portion WorkB | SCHEDULE - 3C(ii) - Price Breakup for -Line Civil Portion WorkB | SCHEDULE - 3C(ii) - Price Breakup for -Line Civil Portion WorkB | SCHEDULE - 3C(ii) - Price Breakup for -Line Civil Portion WorkB | SCHEDULE - 3C(ii) - Price Breakup for -Line Civil Portion WorkB | SCHEDULE - 3C(ii) - Price Breakup for -Line Civil Portion WorkB | SCHEDULE - 3C(ii) - Price Breakup for -Line Civil Portion WorkB | SCHEDULE - 3C(ii) - Price Breakup for -Line Civil Portion WorkB | SCHEDULE - 3C(ii) - Price Breakup for -Line Civil Portion WorkB | SCHEDULE - 3C(ii) - Price Breakup for -Line Civil Portion WorkB | SCHEDULE - 3C(ii) - Price Breakup for -Line Civil Portion WorkB | SCHEDULE - 3C(ii) - Price Breakup for -Line Civil Portion WorkB | SCHEDULE - 3C(ii) - Price Breakup for -Line Civil Portion WorkB | SCHEDULE - 3C(ii) - Price Breakup for -Line Civil Portion WorkB | SCHEDULE - 3C(ii) - Price Breakup for -Line Civil Portion WorkB | SCHEDULE - 3C(ii) - Price Breakup for -Line Civil Portion WorkB | SCHEDULE - 3C(ii) - Price Breakup for -Line Civil Portion WorkB | SCHEDULE - 3C(ii) - Price Breakup for -Line Civil Portion WorkB | SCHEDULE - 3C(ii) - Price Breakup for -Line Civil Portion WorkB | SCHEDULE - 3C(ii) - Price Breakup for -Line Civil Portion WorkB | SCHEDULE - 3C(ii) - Price Breakup for -Line Civil Portion WorkB | SCHEDULE - 3C(ii) - Price Breakup for -Line Civil Portion WorkB | SCHEDULE - 3C(ii) - Price Breakup for -Line Civil Portion WorkB | SCHEDULE - 3C(ii) - Price Breakup for -Line Civil Portion WorkB | SCHEDULE - 3C(ii) - Price Breakup for -Line Civil Portion WorkB | SCHEDULE - 3C(ii) - Price Breakup for -Line Civil Portion WorkB | SCHEDULE - 3C(ii) - Price Breakup for -Line Civil Portion WorkB | SCHEDULE - 3C(ii) - Price Breakup for -Line Civil Portion WorkB | SCHEDULE - 3C(ii) - Price Breakup for -Line Civil Portion WorkB | SCHEDULE - 3C(ii) - Price Breakup for -Line Civil Portion WorkB | SCHEDULE - 3C(ii) - Price Breakup for -Line Civil Portion WorkB | SCHEDULE - 3C(ii) - Price Breakup for -Line Civil Portion WorkB | SCHEDULE - 3C(ii) - Price Breakup for -Line Civil Portion WorkB | SCHEDULE - 3C(ii) - Price Breakup for -Line Civil Portion WorkB | SCHEDULE - 3C(ii) - Price Breakup for -Line Civil Portion WorkB | SCHEDULE - 3C(ii) - Price Breakup for -Line Civil Portion WorkB | SCHEDULE - 3C(ii) - Price Breakup for -Line Civil Portion WorkB | SCHEDULE - 3C(ii) - Price Breakup for -Line Civil Portion WorkB | SCHEDULE - 3C(ii) - Price Breakup for -Line Civil Portion WorkB | SCHEDULE - 3C(ii) - Price Breakup for -Line Civil Portion WorkB | SCHEDULE - 3C(ii) - Price Breakup for -Line Civil Portion WorkB | SCHEDULE - 3C(ii) - Price Breakup for -Line Civil Portion WorkB | SCHEDULE - 3C(ii) - Price Breakup for -Line Civil Portion WorkB | SCHEDULE - 3C(ii) - Price Breakup for -Line Civil Portion WorkB | SCHEDULE - 3C(ii) - Price Breakup for -Line Civil Portion WorkB | SCHEDULE - 3C(ii) - Price Breakup for -Line Civil Portion WorkB | SCHEDULE - 3C(ii) - Price Breakup for -Line Civil Portion WorkB | SCHEDULE - 3C(ii) - Price Breakup for -Line Civil Portion WorkB | SCHEDULE - 3C(ii) - Price Breakup for -Line Civil Portion WorkB | SCHEDULE - 3C(ii) - Price Breakup for -Line Civil Portion WorkB | SCHEDULE - 3C(ii) - Price Breakup for -Line Civil Portion WorkB | SCHEDULE - 3C(ii) - Price Breakup for -Line Civil Portion WorkB | SCHEDULE - 3C(ii) - Price Breakup for -Line Civil Portion WorkB | SCHEDULE - 3C(ii) - Price Breakup for -Line Civil Portion WorkB | SCHEDULE - 3C(ii) - Price Breakup for -Line Civil Portion WorkB | SCHEDULE - 3C(ii) - Price Breakup for -Line Civil Portion WorkB | SCHEDULE - 3C(ii) - Price Breakup for -Line Civil Portion WorkB | SCHEDULE - 3C(ii) - Price Breakup for -Line Civil Portion WorkB | SCHEDULE - 3C(ii) - Price Breakup for -Line Civil Portion WorkB | SCHEDULE - 3C(ii) - Price Breakup for -Line Civil Portion WorkB | SCHEDULE - 3C(ii) - Price Breakup for -Line Civil Portion WorkB | SCHEDULE - 3C(ii) - Price Breakup for -Line Civil Portion WorkB | SCHEDULE - 3C(ii) - Price Breakup for -Line Civil Portion WorkB | SCHEDULE - 3C(ii) - Price Breakup for -Line Civil Portion WorkB | SCHEDULE - 3C(ii) - Price Breakup for -Line Civil Portion WorkB | SCHEDULE - 3C(ii) - Price Breakup for -Line Civil Portion WorkB | SCHEDULE - 3C(ii) - Price Breakup for -Line Civil Portion WorkB | SCHEDULE - 3C(ii) - Price Breakup for -Line Civil Portion WorkB | SCHEDULE - 3C(ii) - Price Breakup for -Line Civil Portion WorkB | SCHEDULE - 3C(ii) - Price Breakup for -Line Civil Portion WorkB | SCHEDULE - 3C(ii) - Price Breakup for -Line Civil Portion WorkB | SCHEDULE - 3C(ii) - Price Breakup for -Line Civil Portion WorkB | SCHEDULE - 3C(ii) - Price Breakup for -Line Civil Portion WorkB | SCHEDULE - 3C(ii) - Price Breakup for -Line Civil Portion WorkB | SCHEDULE - 3C(ii) - Price Breakup for -Line Civil Portion WorkB | SCHEDULE - 3C(ii) - Price Breakup for -Line Civil Portion WorkB | SCHEDULE - 3C(ii) - Price Breakup for -Line Civil Portion WorkB | SCHEDULE - 3C(ii) - Price Breakup for -Line Civil Portion WorkB | SCHEDULE - 3C(ii) - Price Breakup for -Line Civil Portion WorkB | SCHEDULE - 3C(ii) - Price Breakup for -Line Civil Portion WorkB | SCHEDULE - 3C(ii) - Price Breakup for -Line Civil Portion WorkB | SCHEDULE - 3C(ii) - Price Breakup for -Line Civil Portion WorkB | SCHEDULE - 3C(ii) - Price Breakup for -Line Civil Portion WorkB | SCHEDULE - 3C(ii) - Price Breakup for -Line Civil Portion WorkB | SCHEDULE - 3C(ii) - Price Breakup for -Line Civil Portion WorkB | SCHEDULE - 3C(ii) - Price Breakup for -Line Civil Portion WorkB | SCHEDULE - 3C(ii) - Price Breakup for -Line Civil Portion WorkB | SCHEDULE - 3C(ii) - Price Breakup for -Line Civil Portion WorkB | SCHEDULE - 3C(ii) - Price Breakup for -Line Civil Portion WorkB | SCHEDULE - 3C(ii) - Price Breakup for -Line Civil Portion WorkB | SCHEDULE - 3C(ii) - Price Breakup for -Line Civil Portion WorkB | SCHEDULE - 3C(ii) - Price Breakup for -Line Civil Portion WorkB | SCHEDULE - 3C(ii) - Price Breakup for -Line Civil Portion WorkB | SCHEDULE - 3C(ii) - Price Breakup for -Line Civil Portion WorkB | SCHEDULE - 3C(ii) - Price Breakup for -Line Civil Portion WorkB | SCHEDULE - 3C(ii) - Price Breakup for -Line Civil Portion WorkB | SCHEDULE - 3C(ii) - Price Breakup for -Line Civil Portion WorkB | SCHEDULE - 3C(ii) - Price Breakup for -Line Civil Portion WorkB | SCHEDULE - 3C(ii) - Price Breakup for -Line Civil Portion WorkB | SCHEDULE - 3C(ii) - Price Breakup for -Line Civil Portion WorkB | SCHEDULE - 3C(ii) - Price Breakup for -Line Civil Portion WorkB | SCHEDULE - 3C(ii) - Price Breakup for -Line Civil Portion WorkB | SCHEDULE - 3C(ii) - Price Breakup for -Line Civil Portion WorkB | SCHEDULE - 3C(ii) - Price Breakup for -Line Civil Portion WorkB | SCHEDULE - 3C(ii) - Price Breakup for -Line Civil Portion WorkB | SCHEDULE - 3C(ii) - Price Breakup for -Line Civil Portion WorkB | SCHEDULE - 3C(ii) - Price Breakup for -Line Civil Portion WorkB | SCHEDULE - 3C(ii) - Price Breakup for -Line Civil Portion WorkB | SCHEDULE - 3C(ii) - Price Breakup for -Line Civil Portion WorkB | SCHEDULE - 3C(ii) - Price Breakup for -Line Civil Portion WorkB | SCHEDULE - 3C(ii) - Price Breakup for -Line Civil Portion WorkB | SCHEDULE - 3C(ii) - Price Breakup for -Line Civil Portion WorkB | SCHEDULE - 3C(ii) - Price Breakup for -Line Civil Portion WorkB | SCHEDULE - 3C(ii) - Price Breakup for -Line Civil Portion WorkB | SCHEDULE - 3C(ii) - Price Breakup for -Line Civil Portion WorkB | SCHEDULE - 3C(ii) - Price Breakup for -Line Civil Portion WorkB | SCHEDULE - 3C(ii) - Price Breakup for -Line Civil Portion WorkB | SCHEDULE - 3C(ii) - Price Breakup for -Line Civil Portion WorkB | SCHEDULE - 3C(ii) - Price Breakup for -Line Civil Portion WorkB | SCHEDULE - 3C(ii) - Price Breakup for -Line Civil Portion WorkB | SCHEDULE - 3C(ii) - Price Breakup for -Line Civil Portion WorkB | SCHEDULE - 3C(ii) - Price Breakup for -Line Civil Portion WorkB | SCHEDULE - 3C(ii) - Price Breakup for -Line Civil Portion WorkB | SCHEDULE - 3C(ii) - Price Breakup for -Line Civil Portion WorkB | SCHEDULE - 3C(ii) - Price Breakup for -Line Civil Portion WorkB | SCHEDULE - 3C(ii) - Price Breakup for -Line Civil Portion WorkB | SCHEDULE - 3C(ii) - Price Breakup for -Line Civil Portion WorkB | SCHEDULE - 3C(ii) - Price Breakup for -Line Civil Portion WorkB | SCHEDULE - 3C(ii) - Price Breakup for -Line Civil Portion WorkB | SCHEDULE - 3C(ii) - Price Breakup for -Line Civil Portion WorkB | SCHEDULE - 3C(ii) - Price Breakup for -Line Civil Portion WorkB | SCHEDULE - 3C(ii) - Price Breakup for -Line Civil Portion WorkB | SCHEDULE - 3C(ii) - Price Breakup for -Line Civil Portion WorkB | SCHEDULE - 3C(ii) - Price Breakup for -Line Civil Portion WorkB | SCHEDULE - 3C(ii) - Price Breakup for -Line Civil Portion WorkB | SCHEDULE - 3C(ii) - Price Breakup for -Line Civil Portion WorkB | SCHEDULE - 3C(ii) - Price Breakup for -Line Civil Portion WorkB | SCHEDULE - 3C(ii) - Price Breakup for -Line Civil Portion WorkB | SCHEDULE - 3C(ii) - Price Breakup for -Line Civil Portion WorkB | SCHEDULE - 3C(ii) - Price Breakup for -Line Civil Portion WorkB | SCHEDULE - 3C(ii) - Price Breakup for -Line Civil Portion WorkB | SCHEDULE - 3C(ii) - Price Breakup for -Line Civil Portion WorkB | SCHEDULE - 3C(ii) - Price Breakup for -Line Civil Portion WorkB | SCHEDULE - 3C(ii) - Price Breakup for -Line Civil Portion WorkB | SCHEDULE - 3C(ii) - Price Breakup for -Line Civil Portion WorkB | SCHEDULE - 3C(ii) - Price Breakup for -Line Civil Portion WorkB | SCHEDULE - 3C(ii) - Price Breakup for -Line Civil Portion WorkB | SCHEDULE - 3C(ii) - Price Breakup for -Line Civil Portion WorkB | SCHEDULE - 3C(ii) - Price Breakup for -Line Civil Portion WorkB | SCHEDULE - 3C(ii) - Price Breakup for -Line Civil Portion WorkB | SCHEDULE - 3C(ii) - Price Breakup for -Line Civil Portion WorkB | SCHEDULE - 3C(ii) - Price Breakup for -Line Civil Portion WorkB | SCHEDULE - 3C(ii) - Price Breakup for -Line Civil Portion WorkB | SCHEDULE - 3C(ii) - Price Breakup for -Line Civil Portion WorkB | SCHEDULE - 3C(ii) - Price Breakup for -Line Civil Portion WorkB | SCHEDULE - 3C(ii) - Price Breakup for -Line Civil Portion WorkB | SCHEDULE - 3C(ii) - Price Breakup for -Line Civil Portion WorkB | SCHEDULE - 3C(ii) - Price Breakup for -Line Civil Portion WorkB | SCHEDULE - 3C(ii) - Price Breakup for -Line Civil Portion WorkB | SCHEDULE - 3C(ii) - Price Breakup for -Line Civil Portion WorkB | SCHEDULE - 3C(ii) - Price Breakup for -Line Civil Portion WorkB | SCHEDULE - 3C(ii) - Price Breakup for -Line Civil Portion WorkB | SCHEDULE - 3C(ii) - Price Breakup for -Line Civil Portion WorkB | SCHEDULE - 3C(ii) - Price Breakup for -Line Civil Portion WorkB | SCHEDULE - 3C(ii) - Price Breakup for -Line Civil Portion WorkB | SCHEDULE - 3C(ii) - Price Breakup for -Line Civil Portion WorkB | SCHEDULE - 3C(ii) - Price Breakup for -Line Civil Portion WorkB | SCHEDULE - 3C(ii) - Price Breakup for -Line Civil Portion WorkB | SCHEDULE - 3C(ii) - Price Breakup for -Line Civil Portion WorkB | SCHEDULE - 3C(ii) - Price Breakup for -Line Civil Portion WorkB | SCHEDULE - 3C(ii) - Price Breakup for -Line Civil Portion WorkB | SCHEDULE - 3C(ii) - Price Breakup for -Line Civil Portion WorkB | SCHEDULE - 3C(ii) - Price Breakup for -Line Civil Portion WorkB | SCHEDULE - 3C(ii) - Price Breakup for -Line Civil Portion WorkB | SCHEDULE - 3C(ii) - Price Breakup for -Line Civil Portion WorkB | SCHEDULE - 3C(ii) - Price Breakup for -Line Civil Portion WorkB | SCHEDULE - 3C(ii) - Price Breakup for -Line Civil Portion WorkB | SCHEDULE - 3C(ii) - Price Breakup for -Line Civil Portion WorkB | SCHEDULE - 3C(ii) - Price Breakup for -Line Civil Portion WorkB | SCHEDULE - 3C(ii) - Price Breakup for -Line Civil Portion WorkB | SCHEDULE - 3C(ii) - Price Breakup for -Line Civil Portion WorkB | SCHEDULE - 3C(ii) - Price Breakup for -Line Civil Portion WorkB | SCHEDULE - 3C(ii) - Price Breakup for -Line Civil Portion WorkB | SCHEDULE - 3C(ii) - Price Breakup for -Line Civil Portion WorkB | SCHEDULE - 3C(ii) - Price Breakup for -Line Civil Portion WorkB | SCHEDULE - 3C(ii) - Price Breakup for -Line Civil Portion WorkB | SCHEDULE - 3C(ii) - Price Breakup for -Line Civil Portion WorkB | SCHEDULE - 3C(ii) - Price Breakup for -Line Civil Portion WorkB | SCHEDULE - 3C(ii) - Price Breakup for -Line Civil Portion WorkB | SCHEDULE - 3C(ii) - Price Breakup for -Line Civil Portion WorkB | SCHEDULE - 3C(ii) - Price Breakup for -Line Civil Portion WorkB | SCHEDULE - 3C(ii) - Price Breakup for -Line Civil Portion WorkB | SCHEDULE - 3C(ii) - Price Breakup for -Line Civil Portion WorkB | SCHEDULE - 3C(ii) - Price Breakup for -Line Civil Portion WorkB | SCHEDULE - 3C(ii) - Price Breakup for -Line Civil Portion WorkB | SCHEDULE - 3C(ii) - Price Breakup for -Line Civil Portion WorkB | SCHEDULE - 3C(ii) - Price Breakup for -Line Civil Portion WorkB | SCHEDULE - 3C(ii) - Price Breakup for -Line Civil Portion WorkB | SCHEDULE - 3C(ii) - Price Breakup for -Line Civil Portion WorkB | SCHEDULE - 3C(ii) - Price Breakup for -Line Civil Portion WorkB | SCHEDULE - 3C(ii) - Price Breakup for -Line Civil Portion WorkB | SCHEDULE - 3C(ii) - Price Breakup for -Line Civil Portion WorkB | SCHEDULE - 3C(ii) - Price Breakup for -Line Civil Portion WorkB | SCHEDULE - 3C(ii) - Price Breakup for -Line Civil Portion WorkB | SCHEDULE - 3C(ii) - Price Breakup for -Line Civil Portion WorkB | SCHEDULE - 3C(ii) - Price Breakup for -Line Civil Portion WorkB | SCHEDULE - 3C(ii) - Price Breakup for -Line Civil Portion WorkB | SCHEDULE - 3C(ii) - Price Breakup for -Line Civil Portion WorkB | SCHEDULE - 3C(ii) - Price Breakup for -Line Civil Portion WorkB | SCHEDULE - 3C(ii) - Price Breakup for -Line Civil Portion WorkB | SCHEDULE - 3C(ii) - Price Breakup for -Line Civil Portion WorkB | SCHEDULE - 3C(ii) - Price Breakup for -Line Civil Portion WorkB | SCHEDULE - 3C(ii) - Price Breakup for -Line Civil Portion WorkB | SCHEDULE - 3C(ii) - Price Breakup for -Line Civil Portion WorkB | SCHEDULE - 3C(ii) - Price Breakup for -Line Civil Portion WorkB | SCHEDULE - 3C(ii) - Price Breakup for -Line Civil Portion WorkB | SCHEDULE - 3C(ii) - Price Breakup for -Line Civil Portion WorkB | SCHEDULE - 3C(ii) - Price Breakup for -Line Civil Portion WorkB | SCHEDULE - 3C(ii) - Price Breakup for -Line Civil Portion WorkB | SCHEDULE - 3C(ii) - Price Breakup for -Line Civil Portion WorkB | SCHEDULE - 3C(ii) - Price Breakup for -Line Civil Portion WorkB | SCHEDULE - 3C(ii) - Price Breakup for -Line Civil Portion WorkB | SCHEDULE - 3C(ii) - Price Breakup for -Line Civil Portion WorkB | SCHEDULE - 3C(ii) - Price Breakup for -Line Civil Portion WorkB | SCHEDULE - 3C(ii) - Price Breakup for -Line Civil Portion WorkB | SCHEDULE - 3C(ii) - Price Breakup for -Line Civil Portion WorkB | SCHEDULE - 3C(ii) - Price Breakup for -Line Civil Portion WorkB | SCHEDULE - 3C(ii) - Price Breakup for -Line Civil Portion WorkB | SCHEDULE - 3C(ii) - Price Breakup for -Line Civil Portion WorkB | SCHEDULE - 3C(ii) - Price Breakup for -Line Civil Portion WorkB | SCHEDULE - 3C(ii) - Price Breakup for -Line Civil Portion WorkB | SCHEDULE - 3C(ii) - Price Breakup for -Line Civil Portion WorkB | SCHEDULE - 3C(ii) - Price Breakup for -Line Civil Portion WorkB | SCHEDULE - 3C(ii) - Price Breakup for -Line Civil Portion WorkB | SCHEDULE - 3C(ii) - Price Breakup for -Line Civil Portion WorkB | SCHEDULE - 3C(ii) - Price Breakup for -Line Civil Portion WorkB | SCHEDULE - 3C(ii) - Price Breakup for -Line Civil Portion WorkB | SCHEDULE - 3C(ii) - Price Breakup for -Line Civil Portion WorkB | SCHEDULE - 3C(ii) - Price Breakup for -Line Civil Portion WorkB
SHEET FOR TECHNO COMMERCIAL OPENING (Unpriced)
Bid Enquiry No: KPTCL/2026-27/UC/WORK_INDENT3890
Providing alternate source to 66/11 kV Telecom Layout sub-station from 66/11 kV Chandra Layout sub-station by running 66KV, 1000Sq.mm SC U.G.Cable for a route length of 2.86 Kms in Bengaluru North Taluk, Bangalore Urban District.
BIDDERS SHALL NOTE: FILL ONLY IN LIGHT BLUE COLOURED CELLS
| Bidders Name and Address along with GSTIN No.: |  | To
The Chief Engineer, Electy., Tendering & Procurement, 9th Floor, Indhana Bhavana, KPTCL, A R Circle, BANGALORE - 560009.
Sl. No. | Specifications | Unit | Quantity
D1 | Earth work excavation for laying of UG cable in open ground and beneath the road surface in different strata of soil by mechanical means including deposition of earth on back with all leads and lifts including Shoring, Strutting, providing Caution Boards, Danger lighting , Bracing, Sheeting, Bailing out of water, Barricades and other works not specifically mentioned herein but required for the completion of work as per site condition in all respects and as per approved drawing. In all kind of soil for required depth. | Cum | 1579.35
D2 | Earth work excavation for laying of UG cable in open ground and beneath the road surface in different strata of soil by mechanical means including deposition of earth on back with all leads and lifts including Shoring, Strutting, providing Caution Boards, Danger lighting , Bracing, Sheeting, Bailing out of water, Barricades and other works not specifically mentioned herein but required for the completion of work as per site condition in all respects and as per approved drawing. Ordinary/soft rock (without requiring blasting) for required depth. | Cum | 451.24
D3 | Earth work excavation for laying of UG cable in open ground and beneath the road surface in different strata of soil by mechanical means including deposition of earth on back with all leads and lifts including Shoring, Strutting, providing Caution Boards, Danger lighting , Bracing, Sheeting, Bailing out of water, Barricades and other works not specifically mentioned herein but required for the completion of work as per site condition in all respects and as per approved drawing. Hard rock (blasting prohibited) for required depth. | Cum | 225.62
D4 | Earth work excavation for Foundation by mechanical means for all works & depth upto 3 m, as per drawing and technical specifications, including setting out, shoring, strutting, barricading, caution lights, including dressing of excavated surfaces, disposing off or levelling the excavated earth or sorting & stacking the selected earth for reuse in a radius of 50 m and lift upto 1.5 m including cost of labour, tools, usage of machinery & other appurtenaces required to complete the work. In all kinds of soils Depth upto 3m | Cum | 151.99
D5 | Dismantling of Flexible pavements and disposal of dismantled materials and stacking serviceable and unserviceable materials separately By Mechanical Means By Bituminous course | Cum | 248.37
D6 | Dismantling of Flexible pavements and disposal of dismantled materials and stacking serviceable and unserviceable materials separately By Mechanical Means Granular course | Cum | 695.46
D7 | Dismantling of Cement Concrete Pavement : Dismantling of cement concrete pavement by mechanical means using pneumatic tools, breaking to pieces not exceeding 0.02 m3 in volume and stock piling at designated locations and disposal of dismantled materials and stacking serviceable and unserviceable materials separately. | Cum | 49.68
D8 | Providing M-Sand : Supplying and filling in plinth, foundations / UG cable work with approved M-sand including watering, ramming, consolidating and dressing. The rate includes the cost of material, labour charges, required tools and plants etc., complete. Work shall be carried out as per the instructions of Engineer- in-charge of works as per the standard procedure. | Cum | 2282.86
D9 | Supplying and Providing pre cast RCC Protection Covers using M20 grade Concrete, steel of approved size/shape (as per the approved drawings) to be laid in UG cable works. The rate includes the cost of material, labour charges, loading, unloading, handling, transportation charges, required tools and plants etc., complete. Work shall be carried out as per the instructions of Engineer-in-charge of works as per the standard procedure. | Sqm | 826
D10 | Refilling available earth around trenches/pipelines, cables in layers not exceeding 20 cms in depth, compacting each deposited layer by ramming after watering with a lead upto 50 m, and lift upto 1.5 m. Including cost of all labour complete as per specifications | Cum | 81.43
D11 | Removal of Unserviceable Soil with Disposal upto a suitable distance as directed by the Engineer incharge of work | Cum | 3181.16
D12 | Supplying and Providing Pre cast Cable Route/ Joint marker using M15 grade Concrete, MS rods of approved size/shape (as per the approved drawings) to be laid in UG cable works. The rate includes the cost of material, labour charges, loading, unloading, handling, transportation charges, required tools and plants etc., complete. Work shall be carried out as per the instructions of Engineer-in-charge of works as per the standard procedure. | No | 57
D13 | Steel Fabrication: Supplying, fitting and placing TMT FE 550 / 550D Steel Reinforcement including cost of all materials, machinery, labour, cleaning, straightening, cutting, bending, hooking, laping/welding joints, tying with binding wire / soft annealed steel wire and other ancilary operations complete as per drawing and technical specification All other type of structures | kg | 2746.1
D14 | Providing and laying in position Cement Concrete for levelling course for all works in foundation. The granite/trap/basalt crushed graded coarse aggregates and fine aggregates as per relevant IS Codes machine mixed, laid in layers not exceeding 150 mm thickness, well compacted using plate vibrators, including all lead & lifts, cost of all materials of quality, labour, Usage charges of machinery, curing and all the other appurtenances required to complete the work as per technical specifications. Mix 1:3:6 (M10) Using 20 mm nominal size graded crushed coarse aggregates | Cum | 7.98
D15 | Providing and laying in position Cement Concrete for all Foundation works. The granite/trap/basalt crushed graded coarse aggregates and fine aggregates as per relevant IS Codes machine mixed with super plasticizers laid in finished layers, well compacted using needle vibrators, including all lead & lifts, cost of all materials, quality confirming to the requirements of relevant IS codes, labour, Usage charges of machinery, curing, form work, centering & scaffolding and all the other appurtenances required to complete the work as per technical specifications. M25 Design Mix Using 20 mm nominal size graded crushed coarse aggregates (3% cosidered for Form work) | Cum | 65.84
D16 | HDD method for laying of 110 kV and 66 kV UG Cables: Installation of 3 rows of HDPE pipes PE 80 PN6 of 160 mm dia using Horizontal directional drilling technique (HDD method) including preparing and setting up the plant and equipment, preparing and installation of new pipe work materials and commissioning system or making the system ready for commissioning by HDD operation including all excavation, shoring/strutting etc., drilling, stringing, ramming and pulling back the new work on the design bore path alignment, proper disposal of drilling fluid and restoration of site after completion etc., for HDD technique suiting Indian conditions in all types of soil. | m | 500
D17 | Providing and laying in position Cement Concrete for levelling course for all works in foundation. The granite/trap/basalt crushed graded coarse aggregates and fine aggregates as per relevant IS Codes machine mixed, laid in layers not exceeding 150 mm thickness, well compacted using plate vibrators, including all lead & lifts, cost of all materials of quality, labour, Usage charges of machinery, curing, and all the other appurtenances required to complete the work as per technical specifications. Mix 1:2:4 Using 20 mm nominal size graded crushed coarse aggregates | Cum | 240
D18 | Providing and laying of warning tape / Caution tape / detector tape for HDPE pipes of 200 mm wide, 300 micron thick, blue in colour confoming to relevant ISS with latest amendments with appurtenances., complete | m | 2360
D19 | Providing, laying and jointing HDPE pipes of specified grade and conforming to IS 4984-2016 with latest ammendments and conveying to work site including loading and unloading at both destinations and rolling and lowering into trenches, laying true to line and jointing of pipes and specials with electrofusion welding, giving hydraulic test as per relevant ISS with all lead and lifts including encasing the pipe alround to a depth of not less than 15 cms. with soft gravel or selected earth available from the excation, testing and commissioning. The rate is exclusive of required specials and fittings wherever necessary like saddle Tee, stub ends, flanged sets, bedns, reducers etc. complete (Contractor will make his own arrangements for procuring water for testing) etc. complete. NOTE: Upto 110mm dia Coil shall be used. HDPE Grade PE80 PN6.0,160mm dia | m | 1580
D20 | Construction of Granular Sub-Base of required grading as per design mixing in a mechanical mix plant at OMC, carriage of mixed Material to work site, spreading in uniform layers with motor grader on prepared surface and compacting with vibratory power roller to achieve the desired density, complete as per clause 401. For Grading V Material | Cum | 508.3
D21 | Providing, laying, spreading and compacting graded stone aggregate to wet mix macadam specification including premixing the Material with water at OMC in mechanical mix plant carriage of mixed Material by tipper to site, laying in uniform layers with paver/grader in sub-base / base course on well prepared surface and compacting with vibratory roller to achieve the desired density. | Cum | 552.5
D22 | Prime Coat over WMM/WBM: Providing and applying primer coat with SS1 grade Bitumen Emulsion on prepared surface of granular base including cleaning of road surface and spraying primer at the rate of 0.70 kg per m2 using mechanical means. | Sqm | 2652
D23 | Bituminous macadam Grading - I for traffic less than 20 MSA Providing and laying Bituminous Macadam with 120 TPH capacity hot mix plant batch type using crushed aggregates of specified grading premixed with bituminous binder VG-30 @ 3.3% by weight of mix, transported to site, laid over a previously prepared surface with mechanical paver finisher to the required grade, level and alignment and rolled as per clauses 501.6 and 501.7 to achieve the desired compaction | Cum | 198.9
D24 | Tack coat on Granular surface treated with primer Providing and applying tack coat with RS1 Bituminous Emulsion using emulsion pressure distributor at the rate of 0.25 kg/m2 on Granular Surface | Sqm | 3315
D25 | Bituminous Concrete Grading I for traffic less than 20 MSA Providing and laying Bituminous Concrete with 120 TPH capacity hot mix plant batch type using crushed aggregates of specified grading, premixed with bituminous binder VG-30 @ 5.2 per cent of mix and filler, transporting the hot mix to work site, laying with mechanical paver finisher to the required grade, level and alignment, rolling with smooth wheeled, vibratory and tandem rollers to achieve the desired compaction as per MORTH specification clause No. 507 complete in all respects | Cum | 132.6
Date |  | Name
Place |  | Designation
Name of the company

## Sch-5-COMM
KARNATAKA POWER TRANSMISSION CORPORATION LIMITED
SCHEDULE-5 COMMERCIAL DEVIATION
SHEET FOR TECHNOCOMMERCIAL OPENING
Bid Enquiry No: KPTCL/2026-27/UC/WORK_INDENT3890
Tender for the Work of Providing alternate source to 66/11 kV Telecom Layout sub-station from 66/11 kV Chandra Layout sub-station by running 66KV, 1000Sq.mm SC U.G.Cable for a route length of 2.86 Kms along with Construction of one number of 66kV Terminal bay at existing 66/11kV Chandra Layout sub-station for terminating 66kV, 1000 sqmm UG Cable from existing 66/11kV Telecom Layout substation and Construction of one number of 66kV Terminal bay at existing 66/11kV Telecom Layout sub-station for terminating 66kV, 1000 sqmm UG Cable from existing 66/11kV Chandra Layout substation in Bengaluru North Taluk, Bangalore Urban District on Total TurnKey basis including supply of all matching materials/equipments and erection (including civil works) of all materials/equipments, testing and commissioning.
Please fill Only in the Light Blue Couloured Cell.
Please key in the SlNo.,Section , Clause , Description as given in bid sheets and finally your Statement of Deviation/Variations.
This Sheet would be opened at the Techno-Commercial Opening. Please refer Vendor Manual attached for further details.
For any further assistance for submitting your bids please call up KPTCL Office.
We agree to provide all original Documents in support of the information provided for verification upon request. (Key in as YES in the space provided)
We understand that the electonic bid submitted by us is a valid offer in accordance with IT Act. (Key in as YES in the space provided)
We are fully aware of the electronic bid formalities and abide by the same. (Key in as YES in the space provided)
If you are not deviating from any of the clauses mentioned please key in as 'NO DEVIATION' in the space provided.
Bidder's Name & Address alongwith GSTIN no. :
TO, THE CHIEF ENGINEER (ELECTRICTICTY), TENDERING AND PROCUREMENT, KPTCL,9th Floor, Indhana Bhavana, BANGALORE-560009
Dear Sir,
I/we have read each of the Clauses mentioned in INVITATION FOR TENDERS , INSTRUCTION TO TENDERERS , CONDITIONS OF CONTRACT, SPECIAL CONDITIONS OF CONTRACT and COMMERCIAL TERMS AND CONDITIONS and all the sections of Bid documents.
The following are the commercial Deviations and Variations from and exceptions to the Specifications and documents for
Tender for the Work of Providing alternate source to 66/11 kV Telecom Layout sub-station from 66/11 kV Chandra Layout sub-station by running 66KV, 1000Sq.mm SC U.G.Cable for a route length of 2.86 Kms along with Construction of one number of 66kV Terminal bay at existing 66/11kV Chandra Layout sub-station for terminating 66kV, 1000 sqmm UG Cable from existing 66/11kV Telecom Layout substation and Construction of one number of 66kV Terminal bay at existing 66/11kV Telecom Layout sub-station for terminating 66kV, 1000 sqmm UG Cable from existing 66/11kV Chandra Layout substation in Bengaluru North Taluk, Bangalore Urban District on Total TurnKey basis including supply of all matching materials/equipments and erection (including civil works) of all materials/equipments, testing and commissioning.
These deviations and variations are exhaustive. Except these deviations, the entire work shall be performed as per your specifications and documents.
Sl. NO. | SECTION | CLAUSE NO. | DESC. AS PER SPECIFICATION | STATEMENT OF DEVIATIONS/VARIATIONS
Note : Deviations specified elsewhere in the specification will not be considered.
Date |  |  | Name
Place |  |  | Designation
Name of the company

## Sch-6-TECH
KARNATAKA POWER TRANSMISSION CORPORATION LIMITED
SCHEDULE-6 : TECHNICAL DEVIATION
SHEET FOR TECHNO-COMMERCIAL OPENING
Bid Enquiry No: KPTCL/2026-27/UC/WORK_INDENT3890
Tender for the Work of Providing alternate source to 66/11 kV Telecom Layout sub-station from 66/11 kV Chandra Layout sub-station by running 66KV, 1000Sq.mm SC U.G.Cable for a route length of 2.86 Kms along with Construction of one number of 66kV Terminal bay at existing 66/11kV Chandra Layout sub-station for terminating 66kV, 1000 sqmm UG Cable from existing 66/11kV Telecom Layout substation and Construction of one number of 66kV Terminal bay at existing 66/11kV Telecom Layout sub-station for terminating 66kV, 1000 sqmm UG Cable from existing 66/11kV Chandra Layout substation in Bengaluru North Taluk, Bangalore Urban District on Total TurnKey basis including supply of all matching materials/equipments and erection (including civil works) of all materials/equipments, testing and commissioning.
Please key in the SlNo., Section , Clause , Description as given in Bid sheets and finally your Statement of Deviation/Variations.
This Sheet would be opened at the Techno-Commercial Opening.
For any further assistance for submitting your bids please call up KPTCL office. Please fill only in the blue coloured cells.
We agree to provide all original Documents in support of the information provided for verification upon request. (Key in as YES in the space provided)
We understand that the electonic bid submitted by us is a valid offer in accordance with IT Act. (Key in as YES in the space provided)
We are fully aware of the electronic bid formalities and abide by the same. (Key in as YES in the space provided)
If you are not deviating from any of the clauses mentioned please key in as 'NO DEVIATION' in the space provided.
Bidder's Name & Address alongwith GSTIN no. : |  |  | TO,
THE CHIEF ENGINEER (ELECTRICTICTY), TENDERING AND PROCUREMENT, KPTCL,9th Floor, Indhana Bhavana, BANGALORE-560009
Dear Sir,
The following are the Technical Deviations and Variations from and exceptions to the Specifications and documents for
Tender for the Work of Providing alternate source to 66/11 kV Telecom Layout sub-station from 66/11 kV Chandra Layout sub-station by running 66KV, 1000Sq.mm SC U.G.Cable for a route length of 2.86 Kms along with Construction of one number of 66kV Terminal bay at existing 66/11kV Chandra Layout sub-station for terminating 66kV, 1000 sqmm UG Cable from existing 66/11kV Telecom Layout substation and Construction of one number of 66kV Terminal bay at existing 66/11kV Telecom Layout sub-station for terminating 66kV, 1000 sqmm UG Cable from existing 66/11kV Chandra Layout substation in Bengaluru North Taluk, Bangalore Urban District on Total TurnKey basis including supply of all matching materials/equipments and erection (including civil works) of all materials/equipments, testing and commissioning.
These deviations and variations are exhaustive.Except these deiviations and variations, the entire work shall be performed as per your specification and documents.
Sl. NO. | SECTION | CLAUSE NO. | DESC. AS PER SPECIFICATION | STATEMENT OF DEVIATIONS/VARIATIONS
Note : Deviations specified elsewhere in the specification will not be considered.
Date |  | Name
Place |  | Designation
Name of the company

## Sch-7
KARNATAKA POWER TRANSMISSION CORPORATION LIMITED
SCHEDULE 7(List of special tools and tackles )
SHEET FOR TECHNOCOMMERCIAL OPENING
Bid Enquiry No: KPTCL/2026-27/UC/WORK_INDENT3890
Tender for the Work of Providing alternate source to 66/11 kV Telecom Layout sub-station from 66/11 kV Chandra Layout sub-station by running 66KV, 1000Sq.mm SC U.G.Cable for a route length of 2.86 Kms along with Construction of one number of 66kV Terminal bay at existing 66/11kV Chandra Layout sub-station for terminating 66kV, 1000 sqmm UG Cable from existing 66/11kV Telecom Layout substation and Construction of one number of 66kV Terminal bay at existing 66/11kV Telecom Layout sub-station for terminating 66kV, 1000 sqmm UG Cable from existing 66/11kV Chandra Layout substation in Bengaluru North Taluk, Bangalore Urban District on Total TurnKey basis including supply of all matching materials/equipments and erection (including civil works) of all materials/equipments, testing and commissioning.
Bidder's Name & Address alongwith GSTIN no. : |  |  | TO,
THE CHIEF ENGINEER (ELECTRICTICTY), TENDERING AND PROCUREMENT, KPTCL,9th Floor, Indhana Bhavana, BANGALORE-560009
List of special tools and tackles the price of which is included in bid price.
Sl. No. | For equipment | Description of item | Unit | Quantity
Date |  |  | Name
Place |  |  | Designation
Name of the Company

## Sch-8
KARNATAKA POWER TRANSMISSION CORPORATION LIMITED
SCHEDULE 8
SHEET FOR TECHNOCOMMERCIAL OPENING
Bid Enquiry No: KPTCL/2026-27/UC/WORK_INDENT3890
Tender for the Work of Providing alternate source to 66/11 kV Telecom Layout sub-station from 66/11 kV Chandra Layout sub-station by running 66KV, 1000Sq.mm SC U.G.Cable for a route length of 2.86 Kms along with Construction of one number of 66kV Terminal bay at existing 66/11kV Chandra Layout sub-station for terminating 66kV, 1000 sqmm UG Cable from existing 66/11kV Telecom Layout substation and Construction of one number of 66kV Terminal bay at existing 66/11kV Telecom Layout sub-station for terminating 66kV, 1000 sqmm UG Cable from existing 66/11kV Chandra Layout substation in Bengaluru North Taluk, Bangalore Urban District on Total TurnKey basis including supply of all matching materials/equipments and erection (including civil works) of all materials/equipments, testing and commissioning.
NOTE: 1 ) SHALL BE UPLOADED WITHOUT PRICES
Bidder's Name & Address alongwith GSTIN no. : |  | To,
The Chief Engineer, Electy., Tendering & Procurement, KPTCL, 9th Floor, Indhana Bhavana, BANGALORE - 560009
We have uploaded with our proposal the following additional information.
Sl. No. | Brief Description of information | Ref. and Page No.
Date |  | Name
Place |  | Designation
Company seal

## Sch-9(1 of 5)
KARNATAKA POWER TRANSMISSION CORPORATION LIMITED
SCHEDULE - 9 (1 of 5) : QUALIFYING REQUIREMENTS
SHEET FOR TECHNOCOMMERCIAL OPENING
Bid Enquiry No: KPTCL/2026-27/UC/WORK_INDENT3890
Tender for the Work of Providing alternate source to 66/11 kV Telecom Layout sub-station from 66/11 kV Chandra Layout sub-station by running 66KV, 1000Sq.mm SC U.G.Cable for a route length of 2.86 Kms along with Construction of one number of 66kV Terminal bay at existing 66/11kV Chandra Layout sub-station for terminating 66kV, 1000 sqmm UG Cable from existing 66/11kV Telecom Layout substation and Construction of one number of 66kV Terminal bay at existing 66/11kV Telecom Layout sub-station for terminating 66kV, 1000 sqmm UG Cable from existing 66/11kV Chandra Layout substation in Bengaluru North Taluk, Bangalore Urban District on Total TurnKey basis including supply of all matching materials/equipments and erection (including civil works) of all materials/equipments, testing and commissioning.
| BIDDER'S NAME AND ADDRESS: | [6 empty] | TO,
THE CHIEF ENGINEER (ELECTRICTICTY), TENDERING AND PROCUREMENT, KPTCL, 9th Floor, Indhana Bhavana, Bangalore - 560 009
Dear Sir,
a) | * We have submitted bid as individual Bidder. (Key in Individual Bidder )
b) | * We have submitted bid in Consortium with the following Bidders. (Key in Consortium )
| Name of Consortium Partner |  |  | Scope / Participation of each Consortium Partner
i)
ii)
(* Fill-up whichever is applicable)
1 | GENERAL INFORMATION
The Bidder, bidding for this package are requested to complete the information in the following form.
Sl. No. | Particulars | Bidder Details
1 | Name of the Firm
2 | Address of Head Office / Registered Office GST no.
3 | Telephone
4 | Fax
5 | Name of Contact person with Designation
6 | Place of Incorporation/Registration
7 | Year of Incorporation/Registration
8 | Constitution or legal status of Tenderer [Upload copy]
9 | Place of Registration [Upload copy]
10 | Principal place of business
2 | We are furnishing the following details/documents in support of Qualifying requirement for above mentioned project
Sl.No. | Particulars |  |  | For individual Bidder | In case of Consortium :
[5 empty] | Lead Bidder | Consortium partner
(a) | Written power of attorney of the signatory on the bid to commit the bidder.
1 | Uploaded / Not
(b) | Certificate of Registration of the Company. Please mention the date of incorporation of the company
1 | Uploaded / Not
(c ) | valid Super Grade Electrical Contractor's License issued by Govt. of Karnataka OR valid Form J-1 Verification Letter issued by Chief Electrical Inspectorate, Govt. of Karnataka to Other State Electrical Contractor License Holder for the highest system voltage specified in the tendered work OR valid Class-A/Class-1 Electrical Contractors License issued by any State/Central Government in India
1 | Uploaded / Not
(d) | Self declaration regarding Litigation w.r.t KPTCL contracts over the last five years (refer IFT)
1 | Uploaded / Not
(e) | Self declaration for ‘not being disqualified regarding non-performance in any of the Government utilities in the past five years’. (refer IFT)
1 | Uploaded / Not
(f) | An undertaking to source the supply of equipment/ material from KPTCL approved vendors only as per QR for Vendor registration, available in the KPTCL website ie., kptcl.karnataka.gov.in, Link Tendering & Procurement-Application for Vendor.
1 | Uploaded / Not
(g) | Self declaration regarding no action against the bidder have been taken by KPTCL in respect of Risk & Cost clause
1 | Uploaded / Not
(h) | Self declaration regarding 'Eligibility clauses in respect of restrictions on procurement from a bidder of a country which shares a land border with India as per Annexure-XVI
1 | Uploaded / Not
(i) | Self declaration regarding RESTRICTIONS ON SOURCING OF EQUIPMENTS/MATERIALS BY THE BIDDER FROM A VENDOR OF A COUNTRY WHICH SHARES A LAND BORDER WITH INDIA as per Annexure -XVII
1 | Uploaded / Not
Section 3 : 1.3 Work performed of similar nature in the last Ten years of both Lead Bidder & Consortium partner (in case of Consortium) as per Clause No: 3.2 (b) (i) & (ii) of ITT
Project Name | Name & Address of the Employer | Description of Work | Voltage class | Number of Sub-Stations/TBs/Length of the Line | Contract Number | Value of contract Rs. Lakh | Date of issue of work order | Specified period of completion | Actual date of commissioning | Remarks explaining reasons for delay in commisioning of work
1 | 2 | 3a | 3b | 3C | 4 | 5 | 6 | 7 | 8 | 9
Name of Bidder
Name of Consortium Partner
Note : 1 . The documentary proof of fulfilling the qualifying requirements shall be uploaded along with the bid. (i) The bidder shall upload the P.O,LOI/LOA, DWA, Work done, Performance Certificates issued by the end users not below the rank of Executive/ Divisional Engineer along with the bid. (ii) The work experience of Bidders who have executed DCW works/ Self execution works under the supervision of KPTCL officers and the works executed for BMRCL/ KIADB/ BDA/KBJNL/IPP works/other Government or Public sector organizations will also be considered subject to fulfilling the stipulated qualifying requirements and uploading necessary documentary evidence
2. The qualifying experience of the Bidder and Consortium Partner(in case of Consortium) who is having qualifying experience shall be furnished in the above performa and Documentary Proof in support of above shall be uploaded in the form of certificates issued by authorized officers of concerned organisations.
3. IF this sheet is insufficient for furnishing the qualifying experience of the Bidder then similar sheets shall be seperately uploaded.
4. In case of work executed under a contract that had been awarded on a joint venture, the experience of individual joint venture partner shall be considered limited to the scope of that partner under the said contract. The copy of the agreement executed with awarding agency shall be uploaded as proof of the same
| Date | [5 empty] | Name
| Place | [5 empty] | Designation
Name of the Company

## Sch-9(2 of 5)
KARNATAKA POWER TRANSMISSION CORPORATION LIMITED
SCHEDULE - 9 (2 of 5) : QUALIFYING REQUIREMENTS
SHEET FOR TECHNOCOMMERCIAL OPENING
Bid Enquiry No: KPTCL/2026-27/UC/WORK_INDENT3890
Tender for the Work of Providing alternate source to 66/11 kV Telecom Layout sub-station from 66/11 kV Chandra Layout sub-station by running 66KV, 1000Sq.mm SC U.G.Cable for a route length of 2.86 Kms along with Construction of one number of 66kV Terminal bay at existing 66/11kV Chandra Layout sub-station for terminating 66kV, 1000 sqmm UG Cable from existing 66/11kV Telecom Layout substation and Construction of one number of 66kV Terminal bay at existing 66/11kV Telecom Layout sub-station for terminating 66kV, 1000 sqmm UG Cable from existing 66/11kV Chandra Layout substation in Bengaluru North Taluk, Bangalore Urban District on Total TurnKey basis including supply of all matching materials/equipments and erection (including civil works) of all materials/equipments, testing and commissioning.
| BIDDER'S NAME AND ADDRESS: |  |  |  | TO,
THE CHIEF ENGINEER (ELECTRICTICTY), TENDERING AND PROCUREMENT, KPTCL, 9th Floor, Indhana Bhavana, Bangalore - 560 009
Section 3 : 1.5 Information on works for which Tenders have been submitted and works which are yet to be completed as on the date of this Tender of a Bidder
(A) Existing commitments and on-going works:
Description of work | Place & State | Contract No & Date | Name and Address of Employer | Value of contract (Rs. Lakh) | Stipulated period of cof Completion | Value of works remaining to be completed ( Rs.Lakhs) (Attach Certificates from Engineers –in- Charge) |  |  | Anticipated date of commissioning
[6 empty] | Ex-Works | GST | Total (Ex-works + GST)
1 | 2 | 3 | 4 | 5 | 6 | 7a | 7b | 7=7a+7b | 8
Name of the Lead Bidder
Name of the Consortium Partner
Note:Attach Certificates from Engineers –in- Charge
B)Works for which Tenders already submitted
Description of work | Place & State | Name and Address of Employer | Estimated value of works (Rs. Lakh) |  |  | Stipulated period of Completion | Date when decision is expected | Remarks if any
|  |  | Ex-Works | GST | Total (Ex-works + GST)
1 | 2 | 3 | 4a | 4b | 4c=4a+4b | 5 | 6 | 7
Name of the Lead Bidder
Name of the Consortium Partner
Note:
i) The statements showing the value of existing commitments and on-going works as well as the stipulated period of completion remaining for each of the works listed should be countersigned by the Employer in charge, not below the rank of an Executive Engineer or equivalent. OR The statements showing the value of existing commitments and on-going works as well as the stipulated period of completion remaining for each of the works listed should be verified and certified by Chartered Accountant/ Cost Auditor. However, the Bidder has to upload the PO/Work Award copies for existing commitments and on-going works
ii) A self-declaration is to be uploaded by the Lead Bidder & Consortium partner (in case of Consortium) stating that "the information with regard to assessed available tender capacity (Works on Hand) furnished are correct
iii. Bidders shall furnish Certificate from Chartered Accountants for split details of Ex-works values and GST of Contract values of the works in the prescribed format as at Clause No. 1.5 of Section-3: Qualification Information by the Lead Bidder & Consortium partner (in case of Consortium)
Date |  |  |  | Name
Place |  |  |  | Designation
Name of the Company

## Sch-9(3 of 5)
KARNATAKA POWER TRANSMISSION CORPORATION LIMITED
SCHEDULE - 9 (3 of 5) : QUALIFYING REQUIREMENTS
SHEET FOR TECHNOCOMMERCIAL OPENING
Bid Enquiry No: KPTCL/2026-27/UC/WORK_INDENT3890
Tender for the Work of Providing alternate source to 66/11 kV Telecom Layout sub-station from 66/11 kV Chandra Layout sub-station by running 66KV, 1000Sq.mm SC U.G.Cable for a route length of 2.86 Kms along with Construction of one number of 66kV Terminal bay at existing 66/11kV Chandra Layout sub-station for terminating 66kV, 1000 sqmm UG Cable from existing 66/11kV Telecom Layout substation and Construction of one number of 66kV Terminal bay at existing 66/11kV Telecom Layout sub-station for terminating 66kV, 1000 sqmm UG Cable from existing 66/11kV Chandra Layout substation in Bengaluru North Taluk, Bangalore Urban District on Total TurnKey basis including supply of all matching materials/equipments and erection (including civil works) of all materials/equipments, testing and commissioning.
| BIDDER'S NAME AND ADDRESS: | [5 empty] | TO,
THE CHIEF ENGINEER (ELECTRICTICTY), TENDERING AND PROCUREMENT, KPTCL, 9th Floor, Indhana Bhavana, Bangalore - 560 009
Following is the list of major supplied Substation equipments/accessories which are type tested and designed, manufactured by us in accordance with internationally recognised standards.
Sl. No. | Item rating, type and Designation | Qty | Customer | Date of Order | Date of Supply | Date of Commissioning | Ref. of Cusomer's certificate of successful operation enclosed | Ref. of layout & Customer's certificae for successful commission
1 | 2 | 3 | 4 | 5 | 6 | 7 | 8 | 9
Note: Documentary Proof in support of above shall be uploaded in the form of certificates issued by authorized officers of concerned organisations.
Date |  |  | Name
Place |  |  | Designation
Name of the Company

## Sch-9(4 of 5)
KARNATAKA POWER TRANSMISSION CORPORATION LIMITED
SCHEDULE - 9 (4 of 5) : QUALIFYING REQUIREMENTS
SHEET FOR TECHNOCOMMERCIAL OPENING
Bid Enquiry No: KPTCL/2026-27/UC/WORK_INDENT3890
Tender for the Work of Providing alternate source to 66/11 kV Telecom Layout sub-station from 66/11 kV Chandra Layout sub-station by running 66KV, 1000Sq.mm SC U.G.Cable for a route length of 2.86 Kms along with Construction of one number of 66kV Terminal bay at existing 66/11kV Chandra Layout sub-station for terminating 66kV, 1000 sqmm UG Cable from existing 66/11kV Telecom Layout substation and Construction of one number of 66kV Terminal bay at existing 66/11kV Telecom Layout sub-station for terminating 66kV, 1000 sqmm UG Cable from existing 66/11kV Chandra Layout substation in Bengaluru North Taluk, Bangalore Urban District on Total TurnKey basis including supply of all matching materials/equipments and erection (including civil works) of all materials/equipments, testing and commissioning.
Bidder's Name & Address alongwith GSTIN no. : | [8 empty] | To
The Chief Engineer, Electricity, Tendering & Procurement, KPTCL, 9th Floor, Indhana Bhavana, Bangalore - 560 009
Section 3 : 1.7 Reports on the financial standing of the tenderer(Lead bidder & Consortium partner (in case of Consortium)) ,such as Profit and Loss Statements and Auditor’s reports in the preceeding last five years, Audited Financial statements i.e Balance sheets, P&L statements, Turnover certificates duly certified by chartered Accountant as documentary evidence shall be uploaded.
SLNo. | Particulars | Year | Lead Bidder |  |  | Consortium Member
|  |  | Mention Year | Turnover excluding GST (in Rs.) | GST Amount (in Rs.) | Mention Year | Turnover excluding GST (in Rs.) | GST Amount (in Rs.)
Names of the constituent Firm
1 | Annual turn over for the last Five years | Year(1) | 2020-21 |  |  | 2020-21
|  | Year(2) | 2021-22 |  |  | 2021-22
|  | Year(3) | 2022-23 |  |  | 2022-23
|  | Year(4) | 2023-24 |  |  | 2023-24
|  | Year(5) | 2024-25 |  |  | 2024-25
2 | Liquid Assets / Credit availability or access to evidence of assets
3 | Whether Audited Balance sheets and Profit & Loss statement are enclosed for the last Five Years ? (yes/No)
4 | Whether Bankers certificate enclosed for credit facilities? (Yes/No)
Note: Bidders shall furnish Certificate from Chartered Accountants for split details of financial Turnover and GST in the prescribed format (Annexure-XX) of tender document.
Date |  |  | Name
Place |  |  | Designation
Name of the Company
.
. .

## Sch-9(5 of 5)
Karnataka Power Transmission Corporation Limited
SCHEDULE - 9 (5 of 5) : QUALIFYING REQUIREMENTS
SHEET FOR TECHNOCOMMERCIAL OPENING
Bid Enquiry No: KPTCL/2026-27/UC/WORK_INDENT3890
Tender for the Work of Providing alternate source to 66/11 kV Telecom Layout sub-station from 66/11 kV Chandra Layout sub-station by running 66KV, 1000Sq.mm SC U.G.Cable for a route length of 2.86 Kms along with Construction of one number of 66kV Terminal bay at existing 66/11kV Chandra Layout sub-station for terminating 66kV, 1000 sqmm UG Cable from existing 66/11kV Telecom Layout substation and Construction of one number of 66kV Terminal bay at existing 66/11kV Telecom Layout sub-station for terminating 66kV, 1000 sqmm UG Cable from existing 66/11kV Chandra Layout substation in Bengaluru North Taluk, Bangalore Urban District on Total TurnKey basis including supply of all matching materials/equipments and erection (including civil works) of all materials/equipments, testing and commissioning.
|  | BIDDER'S NAME AND ADDRESS: |  |  | TO,
THE CHIEF ENGINEER (ELECTRICTICTY), TENDERING AND PROCUREMENT, KPTCL, 9th Floor, Indhana Bhavana, Bangalore - 560 009
The information to be filled in by the Tenderer hereunder will be used for purposes of computing Tender capacity as provided for in Clause 3 of the Instructions to Tenderers. This information will not be incorporated in the Contract.
[5 empty] | Lead Bidder | Consortium partner | Attach Copy
1.1 | Constitution or legal status of Tenderer [Upload copy]
Place of Registration [Upload copy]
Principal place of business
Section - 3: 1.2 Total value of works executed (KPTCL & Non KPTCL works) and payments received in the last five years (in Rs. Lakhs) of both Lead Bidder & Consortium partner (in case of Consortium).
1.2 | Total value of works executed (KPTCL & NON KPTCL works) and payments received in the last five years (in Rs. Lakhs) of both Lead Bidder & Consortium partner (in case of Consortium). | Financial Year | KPTCL works |  |  | Non KPTCL works
|  |  | Individual Bidder | In case of Consortium |  | Individual Bidder | In case of Consortium
|  |  | Total value of works in Rs. Lakh | Lead Bidder | Consortium Partner | Total value of works in Rs. Lakh | Lead Bidder | Consortium Partner
|  |  |  | Total value of works in Rs. Lakh | Total value of works in Rs. Lakh |  | Total value of works in Rs. Lakh | Total value of works in Rs. Lakh
2020-21
2021-22
2022-23
2023-24
2024-25
Note: Attach relevant Certificate/s from Chartered Accountant.
Section 3: 1.9 Name, address, telephone number & e-mail id of the Tenderers' bankers who may provide references if contacted by the Employer:
1.9 |  | Sl.No |  | Name, address, telephone number & e-mail id of the Tenderers' bankers
1
|  | 2 | 2
|  | 3 | 3
|  | 4 | 4
|  | 5 | 5
|  | 6 | 6
|  | 7 | 7
|  | 8 | 8
Section 3: 1.12 Information on litigations in which the Tenderer is involved:
Other Party(ies) |  | Employer |  | Details of Dispute | Amount involved | Remarks showing Present Status
1 |  | 2 |  | 3 | 4 | 5
Date |  |  |  | Name
Place |  |  |  | Designation
Name of the Company

## Sch-10 (1 of 3)
KARNATAKA POWER TRANSMISSION CORPORATION LIMITED
SCHEDULE-10 (1 of 3) Details of Tools and Plants available
SHEET FOR TECHNOCOMMERCIAL OPENING
Bid Enquiry No: KPTCL/2026-27/UC/WORK_INDENT3890
Tender for the Work of Providing alternate source to 66/11 kV Telecom Layout sub-station from 66/11 kV Chandra Layout sub-station by running 66KV, 1000Sq.mm SC U.G.Cable for a route length of 2.86 Kms along with Construction of one number of 66kV Terminal bay at existing 66/11kV Chandra Layout sub-station for terminating 66kV, 1000 sqmm UG Cable from existing 66/11kV Telecom Layout substation and Construction of one number of 66kV Terminal bay at existing 66/11kV Telecom Layout sub-station for terminating 66kV, 1000 sqmm UG Cable from existing 66/11kV Chandra Layout substation in Bengaluru North Taluk, Bangalore Urban District on Total TurnKey basis including supply of all matching materials/equipments and erection (including civil works) of all materials/equipments, testing and commissioning.
BIDDER'S NAME AND ADDRESS: |  |  |  |  | To
The Chief Engineer, Electricity, Tendering & Procurement, KPTCL, 9th Floor, Indhana Bhavana, Bangalore - 560 009
Following are the details of the Tools and Plants available with us.
Sl. No. | Description | Quantity | Make | Present Location / Project | Remarks (if any)
1 | 2 | 3 | 4 | 5 | 6
Date |  |  | Name
Place |  |  | Designation
Name of the Company

## Sch-10(2 of 3)
KARNATAKA POWER TRANSMISSION CORPORATION LIMITED
SCHEDULE 10 (2 of 3) Details of Technical staff employed
SHEET FOR TECHNOCOMMERCIAL OPENING
Bid Enquiry No: KPTCL/2026-27/UC/WORK_INDENT3890
Tender for the Work of Providing alternate source to 66/11 kV Telecom Layout sub-station from 66/11 kV Chandra Layout sub-station by running 66KV, 1000Sq.mm SC U.G.Cable for a route length of 2.86 Kms along with Construction of one number of 66kV Terminal bay at existing 66/11kV Chandra Layout sub-station for terminating 66kV, 1000 sqmm UG Cable from existing 66/11kV Telecom Layout substation and Construction of one number of 66kV Terminal bay at existing 66/11kV Telecom Layout sub-station for terminating 66kV, 1000 sqmm UG Cable from existing 66/11kV Chandra Layout substation in Bengaluru North Taluk, Bangalore Urban District on Total TurnKey basis including supply of all matching materials/equipments and erection (including civil works) of all materials/equipments, testing and commissioning.
BIDDER'S NAME AND ADDRESS: |  |  |  |  | To
The Chief Engineer, Electricity, Tendering & Procurement, KPTCL, 9th Floor, Indhana Bhavana, Bangalore - 560 009
Section 3: 1.8 Qualification and experience of the key technical and management personnel in permanent employment with the tenderer and those that are proposed to be deployed on this contract, if awarded
Sl. No. | Name of the employee | Designation | Branch (Degree/Diploma) | Year of Passing | Since when employed in erection division | Past Experience
1 | 2 | 3 | 4 | 5 | 6 | 7
Date |  |  | Name
Place |  |  | Designation
Name of the Company

## Sch-10(3 of 3)
KARNATAKA POWER TRANSMISSION CORPORATION LIMITED
SCHEDULE 10 (3 of 3 )
SHEET FOR TECHNOCOMMERCIAL OPENING
Tender for the Work of Providing alternate source to 66/11 kV Telecom Layout sub-station from 66/11 kV Chandra Layout sub-station by running 66KV, 1000Sq.mm SC U.G.Cable for a route length of 2.86 Kms along with Construction of one number of 66kV Terminal bay at existing 66/11kV Chandra Layout sub-station for terminating 66kV, 1000 sqmm UG Cable from existing 66/11kV Telecom Layout substation and Construction of one number of 66kV Terminal bay at existing 66/11kV Telecom Layout sub-station for terminating 66kV, 1000 sqmm UG Cable from existing 66/11kV Chandra Layout substation in Bengaluru North Taluk, Bangalore Urban District on Total TurnKey basis including supply of all matching materials/equipments and erection (including civil works) of all materials/equipments, testing and commissioning.
Bid Enquiry No: KPTCL/2026-27/UC/WORK_INDENT3890
BIDDER'S NAME AND ADDRESS: | [7 empty] | To
The Chief Engineer, Electricity, Tendering & Procurement, KPTCL, 9th Floor, Indhana Bhavana, Bangalore - 560 009
We propose the following deployment of manpower for the substation and Line package.
Sl. No. | Category | MONTHS AFTER PLACEMENT OF AWARD LETTER
|  | 1 | 2 | 3 | 4 | 5 | 6 | 7 | 8 | 9 | 10 | 11 | 12 | 13 | 14 | 15 | 16 | 17 | 18
1 | Project manager
2 | Sr. Project Manager
3 | Supervisor
4 | Technicians
5 | Skilled labour
6 | No skilled labour
Date |  | MONTHS AFTER PLACEMENT OF AWARD LETTER 2: Name
Place |  | MONTHS AFTER PLACEMENT OF AWARD LETTER 2: Designation
Name of the Company

## Sch-11A
KARNATAKA POWER TRANSMISSION CORPORATION LIMITED
SCHEDULE-11 (A) : COMPLETION SCHEDULE FOR STATION/TERMINAL BAYS
SHEET FOR TECHNOCOMMERCIAL OPENING
Bid Enquiry No: KPTCL/2026-27/UC/WORK_INDENT3890
Tender for the Work of Providing alternate source to 66/11 kV Telecom Layout sub-station from 66/11 kV Chandra Layout sub-station by running 66KV, 1000Sq.mm SC U.G.Cable for a route length of 2.86 Kms along with Construction of one number of 66kV Terminal bay at existing 66/11kV Chandra Layout sub-station for terminating 66kV, 1000 sqmm UG Cable from existing 66/11kV Telecom Layout substation and Construction of one number of 66kV Terminal bay at existing 66/11kV Telecom Layout sub-station for terminating 66kV, 1000 sqmm UG Cable from existing 66/11kV Chandra Layout substation in Bengaluru North Taluk, Bangalore Urban District on Total TurnKey basis including supply of all matching materials/equipments and erection (including civil works) of all materials/equipments, testing and commissioning.
Bidders Name and Address: |  |  | To,
The Chief Engineer, Electricity, Tendering & procurement, KPTCL, 9th Floor, Indhana Bhavana, Bangalore - 560009
We hereby declare that following schedules shall be followed by us for the above work. The period of various activities from the date of placement of award letter shall be as follows
SL.NO | Activity | Period in Months for the work of Substations
|  | Commencement | Completion
1 | Detailed engineering
2 | Procurement of bought out items / raw materials
3 | Manufacturing & Testing
4 | Shipments
5 | Setting up of site office, Sheds & stores etc.
6 | Excavation
7 | Concreting for
a)Structure Foundations
b)Equipment and mounting structure foundadions
c)Cable trenches
1. Civil Works
2. Installation
8 | Receipt(at site) of
a)Main equipment / spares
b)Structures
c)Insulators & Hardwares
d)Clamps & Connectors
e)Marshalling kiosks
f)Cables & Cabling Materials
9 | Erection of
a)Main structures
b)Equipment support structures
10 | Equipment Erection
11 | Earthmat
12 | Bus bar erection
13 | Stringing
14 | Cabling
15 | Completion of testing and ready for commissioning
16 | Commissioning
Date |  | Name
Place |  | Designation
Name of the Company

## Sch-11B
KARNATAKA POWER TRANSMISSION CORPORATION LIMITED
SCHEDULE-11B : COMPLETION SCHEDULE FOR TRANSMISSION LINES
SHEET FOR TECHNOCOMMERCIAL OPENING
Tender for the Work of Providing alternate source to 66/11 kV Telecom Layout sub-station from 66/11 kV Chandra Layout sub-station by running 66KV, 1000Sq.mm SC U.G.Cable for a route length of 2.86 Kms along with Construction of one number of 66kV Terminal bay at existing 66/11kV Chandra Layout sub-station for terminating 66kV, 1000 sqmm UG Cable from existing 66/11kV Telecom Layout substation and Construction of one number of 66kV Terminal bay at existing 66/11kV Telecom Layout sub-station for terminating 66kV, 1000 sqmm UG Cable from existing 66/11kV Chandra Layout substation in Bengaluru North Taluk, Bangalore Urban District on Total TurnKey basis including supply of all matching materials/equipments and erection (including civil works) of all materials/equipments, testing and commissioning.
Bid Enquiry No: KPTCL/2026-27/UC/WORK_INDENT3890
Bidders Name and Address: |  |  | To,
The Chief Engineer, Electricity, Tendering & procurement, KPTCL, 9th Floor, Indhana Bhavana, Bangalore - 560009
We hereby declare that following shedules shall be followed by us for the above work. The period of various activities from the date of placement of award letter shall be as follows.
SL.NO | Activity | Period in months for work of Construction of Transmission Lines
|  | Commencement | Completion
I | SUPPLY
1 | Submission of Drawings
2 | Completion of detailed engineering
3 | Commencement of Manufacturing
4 | Completion of Manufacturing
5 | Readiness for testing
6 | Readiness for Shipment
7 | Receipt at Site
8 | Completion of Shipment
II | ERECTION
1 | Detailed Survey
2 | Setting up of site office, sheds and stores etc.
3 | Exacavation for foundations.
4 | Foundations and other Civil Works
5 | Erection of Tower alongwith accessories
6 | Stringing of conductor/ groundwire alongwith accessories
7 | Testing , Commissioning and Handing over.
Date |  | Name
Place |  | Designation
Name of the Company

## Sch-12..
Karnataka Power Transmission Corporation Limited
SCHEDULE - 12 TYPE TESTS & TEST CHARGES OF EQUIPMENT/MATERIALS
SHEET FOR TECHNOCOMMERCIAL OPENING
Bid Enquiry No: KPTCL/2026-27/UC/WORK_INDENT3890
Tender for the Work of Providing alternate source to 66/11 kV Telecom Layout sub-station from 66/11 kV Chandra Layout sub-station by running 66KV, 1000Sq.mm SC U.G.Cable for a route length of 2.86 Kms along with Construction of one number of 66kV Terminal bay at existing 66/11kV Chandra Layout sub-station for terminating 66kV, 1000 sqmm UG Cable from existing 66/11kV Telecom Layout substation and Construction of one number of 66kV Terminal bay at existing 66/11kV Telecom Layout sub-station for terminating 66kV, 1000 sqmm UG Cable from existing 66/11kV Chandra Layout substation in Bengaluru North Taluk, Bangalore Urban District on Total TurnKey basis including supply of all matching materials/equipments and erection (including civil works) of all materials/equipments, testing and commissioning.
BIDDERS SHALL INDICATE VARIOUS TYPE TESTS IN LIGHT BLUE COLOURED CELLS
ALL THE TYPE TESTS APPLICABLE FOR EACH OF THE EQUIPMENTS SHALL BE INCLUDED.
Bidders Name and Address |  |  | To,
The Chief Engineer, Electricity, Tendering & procurement, KPTCL, 9th Floor, Indhana Bhavana, Bangalore - 560009
SL.No | Details of Equipments | Type Test | Test Charges ( in Rs )
1 | 66kV GIS Equipments (40KA rating):
a) 66kV line (UG Cable) Module
b) Bus Maintenance earth switch 3 Phase, Single pole
c) 66kV SF6 duct
d) 66kV SF6/Air Bushing
2 | Relay & Protection Panels
3 | 1.1KV Copper control cables/LT Power Cable
4 | PLCC equipment
5 | Conductors & Earth Wire a) Drake ACSR
b) OFC
6 | Station / Mounting Structures/Lightning Mask
7 | 66kV UG Cable
8 | 66kV UG Cable & accessories
NOTE: The Type Test / Special Tests, if repeated at the insistance of owner, the applicable testing charges shall be paid by the successful Bidder upfront to the laboratory and the same shall be reimbursable by KPTCL as per actuals on submission of Bills along with proof of payment and on successful completion of all the Type Tests, specified and on approval of the same by the owner. In case equipment/material fails in the type tests during testing then the testing charges paid by the Bidder to the laboratory will not be reimbursed by KPTCL. The above Clause is applicable for all the equipments/materials, in case, the Type Test / Special Tests, are repeated at the insistance of owner(KPTCL).
Date |  | Signature
Place |  | Printed Name
Designation
Company seal

## Sch-13
Karnataka Power Transmission Corporation Limited
Schedule -13-List of Optional Spares
SHEET FOR TECHNOCOMMERCIAL OPENING
Tender for the Work of Providing alternate source to 66/11 kV Telecom Layout sub-station from 66/11 kV Chandra Layout sub-station by running 66KV, 1000Sq.mm SC U.G.Cable for a route length of 2.86 Kms along with Construction of one number of 66kV Terminal bay at existing 66/11kV Chandra Layout sub-station for terminating 66kV, 1000 sqmm UG Cable from existing 66/11kV Telecom Layout substation and Construction of one number of 66kV Terminal bay at existing 66/11kV Telecom Layout sub-station for terminating 66kV, 1000 sqmm UG Cable from existing 66/11kV Chandra Layout substation in Bengaluru North Taluk, Bangalore Urban District on Total TurnKey basis including supply of all matching materials/equipments and erection (including civil works) of all materials/equipments, testing and commissioning.
Bid Enquiry No: KPTCL/2026-27/UC/WORK_INDENT3890
BIDDERS SHALL NOTE THAT QUANTITIES INDICATED IN THE on Item-Wise Financial Bid (on Percentage rate basis) OFFER SHALL BE INDICATED HERE ALSO.
Bidders Name and Address
To, The Chief Engineer, Electricity, Tendering & Procurement, KPTCL, Bangalore - 09.
List of optional spares required to meet the specified performance for a period of three years
Sl. No. | For Equipments | Details of item | Unit | Quantity
Date |  | Name
Place |  | Designation
Name of the Company

## Sch-14
Karnataka Power Transmission Corporation Limited
SCHEDULE - 14-Guaranteed Losses :
SHEET FOR TECHNOCOMMERCIAL OPENING
Bid Enquiry No: KPTCL/2026-27/UC/WORK_INDENT3890
Tender for the Work of Providing alternate source to 66/11 kV Telecom Layout sub-station from 66/11 kV Chandra Layout sub-station by running 66KV, 1000Sq.mm SC U.G.Cable for a route length of 2.86 Kms along with Construction of one number of 66kV Terminal bay at existing 66/11kV Chandra Layout sub-station for terminating 66kV, 1000 sqmm UG Cable from existing 66/11kV Telecom Layout substation and Construction of one number of 66kV Terminal bay at existing 66/11kV Telecom Layout sub-station for terminating 66kV, 1000 sqmm UG Cable from existing 66/11kV Chandra Layout substation in Bengaluru North Taluk, Bangalore Urban District on Total TurnKey basis including supply of all matching materials/equipments and erection (including civil works) of all materials/equipments, testing and commissioning.
Bidders Name and Address along with GSTIN No.: |  |  | To,
The Chief Engineer, Electy., Tendering & Procurement, KPTCL, 9th Floor, Indhana Bhavana, BANGALORE - 560009
Dear Sir, i) We Declare that the ratings and performance figures of the transformer furnished by us under the Turnkey Package are Guaranteed. We further declare that in the event of any deficiencies in meeting the guarantees in repect of the characteristics mentioned below as established after conducting the factory test, you may at your discretion,reject or accept the equipment after assessing the liquidated damages as specified in relevant clause of Bid Document.
For 66kV 1000Sqmm UG Cable
Sl.No. | PARTICULARS | Guaranteed Values | Remarks
1 | Size of the Cable | 66kV, 1000 Sq. mm
2 | Losses per Km [Refer clause No. 21.4 (Guaranteed Loss) of SCC, Volume I]
a) | a) Total 3 Phase Dielectric Loss at rated voltage and rated current
i. One Circuit alive KW/KM
ii. Both Circuits alive KW/KM .
b) | b) Total 3 Phase Copper Loss at rated voltage and rated current(800A). Note: The AC resistance of conductor (Rac), at the said rated continuous current(800A) in ground shall be considered for calculation of copper losses. The corresponding temperature at rated continuous current(800A) in ground shall also be indicated.
i. One Circuit alive KW/KM
ii.Both Circuits alive KW/KM
c) | c) Total 3 Phase sheath / screen loss at rated voltage & rated current
i. One Circuit alive KW/KM
ii.Both Circuits alive KW/KM
d) | d) Other losses due to reinforcement
i. One Circuit alive KW/KM
ii.Both Circuits alive KW/KM
e) | e) Total Losses at rated voltage & rated current
i. One Circuit alive KW/KM
ii.Both Circuits alive KW/KM
3 | Guaranteed Weights
a) | Nominal (guaranteed) Weight of copper in MT/Km
b) | Nominal (guaranteed) Weight of Lead in MT/Km
Note: The Guaranteed Values indicated in this Sheet, shall be same as that of Guaranteed Technical Particulars uploaded as in DRS
Date |  | Name
Place |  | Designation
Name of the Company
Date |  | Name
Place |  | Designation
Name of the Company

## Sch-15
Karnataka Power Transmission Corporation Limited
SCHEDULE-15
LIST OF VENDORS
SHEET FOR TECHNOCOMMERCIAL OPENING
Tender for the Work of Providing alternate source to 66/11 kV Telecom Layout sub-station from 66/11 kV Chandra Layout sub-station by running 66KV, 1000Sq.mm SC U.G.Cable for a route length of 2.86 Kms along with Construction of one number of 66kV Terminal bay at existing 66/11kV Chandra Layout sub-station for terminating 66kV, 1000 sqmm UG Cable from existing 66/11kV Telecom Layout substation and Construction of one number of 66kV Terminal bay at existing 66/11kV Telecom Layout sub-station for terminating 66kV, 1000 sqmm UG Cable from existing 66/11kV Chandra Layout substation in Bengaluru North Taluk, Bangalore Urban District on Total TurnKey basis including supply of all matching materials/equipments and erection (including civil works) of all materials/equipments, testing and commissioning.
Bid Enquiry No: KPTCL/2026-27/UC/WORK_INDENT3890
BIDDERS NAME AND ADDRESS |  |  |  |  | To, The Chief Engineer, Electricity, Tendering & Procurement, KPTCL, Bangalore - 09.
Sl. No. | EQUIPMENT/ MATERIAL | NAME OF THE VENDOR
|  | VENDOR 1 | VENDOR 2 | VENDOR 3 | VENDOR 4
1 | 31.5MVA,66/11kV
1a | a) 20MVA,66/11kV
2 | b) 12.5MVA,66/11kV
3 | SF6 Circuit Breakers:
4 | a)220KV Class
5 | b)66KV Class
Isolators:
6 | a)220KV Class
7 | b)66KV Class
8 | c)11KV Class
9 | Current Transformer:
10 | a)220KV Class
b)66KV Class
Voltage Transformers:
a)220KV Class
b)66KV Class
11 | Capacitive Voltage Transformers:
12 | a)220KV Class
13 | b)66KV Class
14 | Surge Arrestors
15 | a)198 KV class
16 | b)96 KV class
17 | c)60 KV class
18 | d) 9KV class
19 | a) Relay & Protection Panels
20 | b) Substation Automation
21 | L.T. A.C Panel
22 | Station Battery
23 | Station Battery Charger
24 | PLCC Battery
25 | PLCC Battery Charger
26 | 1.1KV Copper control cables/LT Power Cable
27 | 11KV U.G Cable
28 | PLCC equipment
29 | Conductors & Earth Wire a) Panther
30 | b)Moose ACSR
31 | c) Drake ACSR
32 | d) Coyote conductor
32 | e) Lynx conductor
32 | f) Earth Wire
32 | g)OPGW
32 | Insulators a) 120/90KN Disc Insulator Strings
32 | b) Solid Core Insulators
32 | c) Silicon rubber/ Disc/ Long rod insulators
32 | d) Post Insulators
32 | Station / Mounting Structures/Lightning Mask
32 | Towers
32 | Hardware Materials
32 | Aluminium pipe and Clamps
32 | AC DISTRIBUTION BOX
32 | DC DISTRIBUTION BOX
32 | Nitrojen Fire Fighting Protection System
33 | UG cable
33 | UG cable accessories
Name
Designation
Name of the Company

## Sch-16
SCHEDULE-16 : NO DEVIATION CERTIFICATE (ANNEXURE-I)
SHEET FOR TECHNOCOMMERCIAL OPENING
Bid Enquiry No: KPTCL/2026-27/UC/WORK_INDENT3890
Tender for the Work of Providing alternate source to 66/11 kV Telecom Layout sub-station from 66/11 kV Chandra Layout sub-station by running 66KV, 1000Sq.mm SC U.G.Cable for a route length of 2.86 Kms along with Construction of one number of 66kV Terminal bay at existing 66/11kV Chandra Layout sub-station for terminating 66kV, 1000 sqmm UG Cable from existing 66/11kV Telecom Layout substation and Construction of one number of 66kV Terminal bay at existing 66/11kV Telecom Layout sub-station for terminating 66kV, 1000 sqmm UG Cable from existing 66/11kV Chandra Layout substation in Bengaluru North Taluk, Bangalore Urban District on Total TurnKey basis including supply of all matching materials/equipments and erection (including civil works) of all materials/equipments, testing and commissioning.
NOTE: SCHEDULE DULY SIGNED BY THE AUTHORIZED PERSON SHALL BE UPLOADED
| With reference to our Bid Proposal No |  |  |  | dated
for
We hereby confirm that we have read the provisions of the contract, the stipulation of these clause are acceptable to us,
and we have not taken any deviation whatsoever to these clauses:
|  | a) | Terms of payment | Clause No. 37 of Section-5,Conditions of Contract (CC) and Clause No.8 of Special Conditions of Contrac (SCC)
|  | b) | EMD/Bid Security | Clause No. 6, Section :1, Invitation for Tenders (IFT) and Clause No. 13, Section :2, Instruction to Tenderer (ITT)
|  | c) | Contract Performance Guarantee | Clause No. 29 of Section:2, Instruction to Tenderers (ITT).
|  | d) | Penalty for delay | Clause No. 41 of Section-5 : Conditions of Contract (CC).
|  | e) | Price Basis/ Price adjustment | Clause No. 40 of Section-5 :Conditions of Contract (CC).
|  | f) | Defects Liability Period/Guarantee | Clause No. 10 of Section-5 Special Conditions of Contract (SCC)
|  | g) | Work Schedule | Clause No.17 of Section:5 Conditions of Contract (CC)
|  | h) | Taxes and Duties | Clause No. 11.11 of Section-2: Instruction to Tenderers (ITT).
We further confirm that any deviation to the above clauses at SI.No. (a) to (h) found anywhere in our bid proposal, implicit or explicit, shall stand unconditionally withdrawn, without any cost, implication whatsoever to KPTCL.
| Date |  |  | Name
| Place |  |  | Designation
Name of the Company

## Sch-17(a)
Karnataka Power Transmission Corporation Limited
SCHEDULE-17a FORM FOR BID SECURITY/EMD (ANNEXURE-IIA) (To be stamped on Rs.300/- Non-Judicial stamp paper in accordance with KPTCL Circular No. KPTCL/GMT/CIVIL (B7)/35/2024-MANAGER ESTATE (E-106992) dated 02.03.2024)
SHEET FOR TECHNOCOMMERCIAL OPENING
Bid Enquiry No: KPTCL/2026-27/UC/WORK_INDENT3890
Tender for the Work of Providing alternate source to 66/11 kV Telecom Layout sub-station from 66/11 kV Chandra Layout sub-station by running 66KV, 1000Sq.mm SC U.G.Cable for a route length of 2.86 Kms along with Construction of one number of 66kV Terminal bay at existing 66/11kV Chandra Layout sub-station for terminating 66kV, 1000 sqmm UG Cable from existing 66/11kV Telecom Layout substation and Construction of one number of 66kV Terminal bay at existing 66/11kV Telecom Layout sub-station for terminating 66kV, 1000 sqmm UG Cable from existing 66/11kV Chandra Layout substation in Bengaluru North Taluk, Bangalore Urban District on Total TurnKey basis including supply of all matching materials/equipments and erection (including civil works) of all materials/equipments, testing and commissioning.
NOTE: SCHEDULE DULY SIGNED BY THE AUTHORIZED PERSON SHALL BE UPLOADED AND SENT ALONG WITH ORIGINAL BANK GUARANTEE AND ORIGINAL DD (TOWARDS BID GUARANTEE ) TO CHIEF ENGINEER ELECTRICIYT (T&P),KPTCL BANGALORE SO AS TO REACH AFTER THE LAST SUBMISSION DATE & ON OR BEFORE THE DATE & TIME OF OPENING TECHNO COMMERCIAL BIDS.
Ref No. |  |  |  | Bank Guarantee No.
Date
Dear Sirs,
In accordance with Invitation to Bid under your specification
No. |  | M/s |  |  | having its Registered /
Head Office at |  | (hereinafter called the 'Bidder') wish
to participate in the said Bid or |  |  |  | and you, as a special favour have agreed
to accept an irrevocable and unconditional bank guarantee for an amount of
valid up to |  | on behalf of Bidder in lieu of the Bid deposit required to be made
by the Bidder as a condition predecent for participation in the said Bid,in addition to the Demand draft No.
| dated |  | .
we the |  | Bank at |  |  | having our Head office at
(local address) guarantee and undertake to pay immediately on demand by Karnataka Power Transmission Corporation
the amount of | [5 empty] | (in figures and words)
without any reservation, protest, demur and recourse. Any such demand made by said `Owner' shall be conclusive and binding on us irrespective of any dispute or difference raised by the Bidder.
This Guarantee shall be irrevocable and shall remain valid up to and including
@
If any further extension of this guarantee is required, the same shall be extended to such required period (not exceeding one year) on receiving instructions
from M/s |  |  |  |  | on whose behalf this guarantee is issued.
This Guarantee has been issued using SFMS Platform and the requisite communication in this regard has been forwarded to the Beneficiary Bank.
In witness whereof the Bank, through its authorised officer, has set its hand and stamp on this
| day of |  |  |  | at
Witness
Signature |  | Signature
Name |  | Name
Official Addressess |  | Designation with Bank Stamp.
Attorney as per Power of Attorney No.
Date
Note : 1) Both the Bank Guarantee and Demand Draft shall be scanned and uploaded along with Electronic sheets. 2) This date shall be Forty Five (45) days after the last date for which the bid is valid.

## Sch-17(b)
Karnataka Power Transmission Corporation Limited
SCHEDULE-17b Form of Insurance Surety Bond towards EMD (ANNEXURE-IIB) (To be stamped on Rs.300/- Non-Judicial stamp paper in accordance with KPTCL Circular No. KPTCL/GMT/CIVIL (B7)/35/2024-MANAGER ESTATE (E-106992) dated 02.03.2024)
SHEET FOR TECHNOCOMMERCIAL OPENING
Bid Enquiry No: KPTCL/2026-27/UC/WORK_INDENT3890
Tender for the Work of Providing alternate source to 66/11 kV Telecom Layout sub-station from 66/11 kV Chandra Layout sub-station by running 66KV, 1000Sq.mm SC U.G.Cable for a route length of 2.86 Kms along with Construction of one number of 66kV Terminal bay at existing 66/11kV Chandra Layout sub-station for terminating 66kV, 1000 sqmm UG Cable from existing 66/11kV Telecom Layout substation and Construction of one number of 66kV Terminal bay at existing 66/11kV Telecom Layout sub-station for terminating 66kV, 1000 sqmm UG Cable from existing 66/11kV Chandra Layout substation in Bengaluru North Taluk, Bangalore Urban District on Total TurnKey basis including supply of all matching materials/equipments and erection (including civil works) of all materials/equipments, testing and commissioning.
Insurance Surety Bond No.
Date
Dear Sirs,
In accordance with Invitation for Bids under your Bid Document No
|  | M/s |  |  | having its Registered /
Head Office at |  | (hereinafter called the 'Contractor') wish
to participate in the said Bid for
As an irrevocable Insurance Surety Bond against Bid Security for an amount of * |  |  |  | valid for days from **
required to be submitted by the Contractor as a condition precedent for participation in the said bid which amount is liable to be forfeited on the happening of any contingencies as mentioned under the Bidding Documents.
we, the |  | having our Head office at
guarantee and undertake to pay immediately on demand by Karnataka Power Transmission Corporation Limited, (hereinafter called the 'Owner') the amount of
without any reservation, protest, demand and recourse. Any such demand made by the 'Owner' shall be conclusive and binding on us irrespective
of any dispute or difference raised by the Contractor and/or any right/remedy available to the Contractor in terms thereof.
This Insurance Surety Bond shall be unconditional as well as irrevocable and shall remain valid upto
If any further extension of this Insurance Surety Bond is required, the same shall be extended to such required period (not exceeding one year) on receiving instructions from
M/s |  |  | on whose behalf this Insurance Surety Bond is issued.
In witness where of the Insurer, through its authorised officer, has set its hand and stamp on this
| day of |  |  |  | at
Witness
Signature |  | Signature
Name |  | Name
Official Addressess |  | Designation with Insurer Stamp
Attorney as per Power of Attorney No.
Date
NOTE: 1. (*) The amount shall be as specified in the SPC. (**) This shall be the last date of bid submission deadline. (@) This date shall be Forty Five (45) days after the last date for which the bid is valid 2. The Insurance Surety Bond shall be from an Insurer as per guidelines issued by Insurance Regulatory and Development Authority of India (IRDAI) as amended from time to time. 3. The Owner shall be the Creditor, the Contractor shall be the Principal debtor and the Insurance company/Insurer shall be the Surety in respect of the Insurance Surety Bond to be issued by the Insurer. 4. The Insurance Surety Bond should be on Non-Judicial stamp paper/e-stamp paper of appropriate value as per Stamp Act prevailing in the state(s) where the Insurance Surety Bond is submitted or is to be acted upon or the rate prevailing in State where the Insurance Surety Bond is executed, whichever is higher. The Stamp Paper/e- stamp paper shall be purchased in the name of Contractor /Insurer issuing the Insurance Surety Bond. 5. While getting the Insurance Surety Bond issued, Contractors are required to ensure compliance to the points mentioned in Form of Bank Guarantee/Insurance Surety Bond Verification Check List enclosed in this Section of Bidding Documents. Further, Contractors are required to fill up this Form and enclose the same with the Insurance Surety Bond.

## Sch-18
Karnataka Power Transmission Corporation Limited
SCHEDULE-18 PROFORMA OF LETTER OF UNDERTAKINGS (ANNEXURE-V)
SHEET FOR TECHNOCOMMERCIAL OPENING
Bid Enquiry No: KPTCL/2026-27/UC/WORK_INDENT3890
Tender for the Work of Providing alternate source to 66/11 kV Telecom Layout sub-station from 66/11 kV Chandra Layout sub-station by running 66KV, 1000Sq.mm SC U.G.Cable for a route length of 2.86 Kms along with Construction of one number of 66kV Terminal bay at existing 66/11kV Chandra Layout sub-station for terminating 66kV, 1000 sqmm UG Cable from existing 66/11kV Telecom Layout substation and Construction of one number of 66kV Terminal bay at existing 66/11kV Telecom Layout sub-station for terminating 66kV, 1000 sqmm UG Cable from existing 66/11kV Chandra Layout substation in Bengaluru North Taluk, Bangalore Urban District on Total TurnKey basis including supply of all matching materials/equipments and erection (including civil works) of all materials/equipments, testing and commissioning.
NOTE: SCHEDULE DULY SIGNED BY THE AUTHORIZED PERSON SHALL BE UPLOADED
(To be executed on Non-Judicial paper of RequisiteValue)
Ref |  |  |  | Date
To,
Dear Sirs,
1. I*/We* have read and examined the following bid documents relating to the
(full Scope of Work)
a) Notice Inviitng Tender
b) Conditions of Contract containing section 'Invitation for Tenders’, 'Instructions to Tenderers’, ‘Conditions of Contract’ and Contract Data.
c) Special Conditions of Contract along with Annexure |  |  |  | to
d) Drawings No.
e) Technical Specifications
2 . I / We hereby submit our Bid and undertake to keep our Bid Valid for a period of One Hundred and Eighty days (180 days) from the Last date of bid submission as notified (either original or extended). I*/We* hereby further undertake that during said period I/We shall not vary/alter or revoke my/our Bid.
This undertaking is in consideration of KPTCL agreeing to open my/ our Bid and consider and evaluate the same for the purpose of award of Work in terms of provisions of clause entitled "Award of Construct" 'cl.no. 26 of Section ITT and cl.no. 18 of SCC of the Bid Documents.
Should this bid be accepted, I*/We* also agree to abide by and fulfil all the terms, conditions of provision of the above mentioned bid.
Signature along with Seal of Co.
(Duly Authorised to sign the Tender on Behalf of the Contractor.)
NAME
DESIGNATION
NAME OF THE COMPANY (in Block Letters)
WITNESS
SIGNATURE |  | Date and Postal Address
DATE |  | Telegraphic Address
NAME AND ADDRESS |  | Telephone No.
Telex No.

## Sch-19
Karnataka Power Transmission Corporation Limited
SCHEDULE-19 CONSORTIUM AGREEMENT (To be stamped on Rs.500/- Non Judicial stamp paper in accordance with KPTCL Circular No. KPTCL/GMT/CIVIL(B7)/35/2024-MANAGER ESTATE (E-106992) dated 02.03.2024) (ANNEXURE -XIII)
Tender for the Work of Providing alternate source to 66/11 kV Telecom Layout sub-station from 66/11 kV Chandra Layout sub-station by running 66KV, 1000Sq.mm SC U.G.Cable for a route length of 2.86 Kms along with Construction of one number of 66kV Terminal bay at existing 66/11kV Chandra Layout sub-station for terminating 66kV, 1000 sqmm UG Cable from existing 66/11kV Telecom Layout substation and Construction of one number of 66kV Terminal bay at existing 66/11kV Telecom Layout sub-station for terminating 66kV, 1000 sqmm UG Cable from existing 66/11kV Chandra Layout substation in Bengaluru North Taluk, Bangalore Urban District on Total TurnKey basis including supply of all matching materials/equipments and erection (including civil works) of all materials/equipments, testing and commissioning.
Bid Enquiry No: KPTCL/2026-27/UC/WORK_INDENT3890
NOTE: SCHEDULE DULY SIGNED BY THE AUTHORIZED PERSON SHALL BE UPLOADED.
CONSORTIUM AGREEMENT AMONGST M/s |  |  | M/s
For Bid Specification No. |  |  |  | OF KARNATAKA POWER TRANSMISSION CORPORATION LIMITED
This consortium agreement executed on this | [5 empty] | day |  | Month of Two thousand Twenty Three
amongst M/s |  | a company incorporated under the laws of |  |  | (Country) and having its registered office at
(hereinafter called the "Lead Company" which expression shall include its successors ,executors and permitted assigns),
M/s |  | a company incorporated under the laws of |  |  | (Country) and having its registered office at
(hereinafter called the "Constituent Company" which expressions shall include its successors,executors and permitted assigns)
for the purpose of making a bid and entering into a contract (In case of award) against the specification no.
For | [6 empty] | NAME OF THE WORK
for Karnataka Power Transmission Corporation Ltd. having its registered office at 9th Floor, Indhana Bhavana , Bangalore 560 009 , Karnataka (hereinafter called the "Owner"). The leader of the consortium shall abide by the general terms and conditions specified by the Purchaser. WHEREAS the Owner invited bids as per the above mentioned specifications for the design, manufacture, supply and erection, testing and commissioning of Equipments/Materials stipulated in the bidding documents under subject package
NAME OF THE WORK
AND WHEREAS Section-I ( Volume-1: Clause No. 11:- Qualifying Requirement), forming part of the bidding documents, stipulates that a consortium meeting the requirements of Section-I, ( Invitation of Bid) applicable may bid, provided the Consortium fulfills all other requirements of specification and in such a case, the Bid shall be signed by the members so as to legally bind the members and who will be jointly and severally liable to perform the Contract and all obligations hereunder.
The above clause further states that the consortium agreement shall be attached to the bid and the contract performance guarantee will be as per the format enclosed with the bidding document without any restriction or liability for either party.
AND WHEREAS the bid has been submitted to the Owner vide proposal No |  |  |  |  | dated
by Lead Company based on the Constituent agreement between all the consortium under these presents and the bid in accordance with the requirements of Specifications (Qualification Requirements).
NOW THEREFORE THIS UNDERTAKING WITNESSETH AS UNDER:
In consideration of the above premises and agreements all the partners to this consortium members do hereby now agree as follows:
1 | In Consideration of the award of the Contract by the Owner to the Consortium members, we , the members to the consortium agreement do hereby agree that M/s
shall act as Lead Company and further declare and confirm that we shall jointly and severally be bound up to the Owner for the successful performance of the contract and shall be fully responsible for the design, manufacture, supply and successful performance of the equipments in accordance with the Contract.
2 | In case of any breach of the said contract by the Lead company or other constituent of the Consortium agreement, the Lead company do hereby agree to be fully responsible for the successful performance of the contract and to carryout all the obligations and responsibilities under the contract in accordance with the requirements of the Contract
3 | Further, if the Owner suffers any loss or damage on account of any breach in the contract or any shortfall in the performance of the equipment in meeting the performance guaranteed as per the specification in terms of the contract, the Lead company of these presents undertake to promptly make good such loss or damages caused to the Owner, on its demand without any demur. It shall not be necessary or obligatory for the Owner to proceed against Lead Partner to these presents before proceeding against or dealing with the other Partner (s).
4 | The Financial liability of the members of the consortium agreement to the Owner, with respect to any of the claims arising out of performance or non-performance of the obligations set forth in the said agreement, read in conjunction with the relevant conditions of the contract shall, however not be limited in any way so as to restrict or limit the liabilities of any of the members of the agreement.
5 | It is expressly understood and agreed between the members to this consortium agreement that the responsibilities and obligations of each of the partners shall be as delineated hereunder (To be incorporated suitably by the member to this agreement). However, each member of the consortium will be severally and jointly responsible for the faithful performance of the contract. It is further agreed by the member that the above sharing of responsibilities and obligations shall not in any way be a limitation of joint and several responsibilities of the members under this contract.
|  | Sl.No. | Name of the Lead Bidder/Consortium Partner. |  | Scope of the work/Participation
1
2
We further declare ourselves bound to execute our scope of work/participation as stated above;
6 | This Consortium agreement shall be constructed and interpreted in accordance with the laws of India and the courts of Bangalore shall have the exclusive jurisdiction in all matters arising there under.
7 | In case of an award of a Contract, we the Consortium members do hereby agree that we shall be jointly & severally responsible for the works respectively executed and Lead company shall furnishing a contract performance security from a bank in favor of the PURCHASER in the forms acceptable to purchaser for value of Five percent (5%) of the Amount put to tender (Excluding GST) plus additional security for unbalanced tenders in accordance with Clause 25.5 & 29 of ITT and Clause 43 of the CC (Conditions of Contract).
8 | It is further agreed that the Consortium agreement shall be irrevocable and shall form an integral part of the contract, and shall continue to be enforceable till the owner discharges the same. It shall be effective from the date first mentioned above for all purposes and intents.
IN WITNESS WHEREOF the partners to the Consortium have through their authorized representatives executed these presents and affixed Common seals of their companies, on the day, month and year first mentioned above.
WITNESS | [5 empty] | for Lead Company
1
| (Signature) |  |  |  |  | (Signature of the authorized representative)
| (Name in Block Letters) |  |  |  |  | (Name)
| Designation |  |  |  |  | (Designation)
Common Seal of the Company
2 | [5 empty] | ( For Constituent 1)
(Signature)
(Signature of the authorized representative)
| (Name in Block Letters) |  |  |  |  | (Name)
(Designation)
| Designation |  |  |  |  | Common Seal of the Company

## Sch-20(a)
Karnataka Power Transmission Corporation Limited
SCHEDULE-20(a) POWER OF ATTORNEY (ANNEXURE-XI)
(For Individual Bidder / Lead Partner of Consortium)
Bid Enquiry No: KPTCL/2026-27/UC/WORK_INDENT3890
Tender for the Work of Providing alternate source to 66/11 kV Telecom Layout sub-station from 66/11 kV Chandra Layout sub-station by running 66KV, 1000Sq.mm SC U.G.Cable for a route length of 2.86 Kms along with Construction of one number of 66kV Terminal bay at existing 66/11kV Chandra Layout sub-station for terminating 66kV, 1000 sqmm UG Cable from existing 66/11kV Telecom Layout substation and Construction of one number of 66kV Terminal bay at existing 66/11kV Telecom Layout sub-station for terminating 66kV, 1000 sqmm UG Cable from existing 66/11kV Chandra Layout substation in Bengaluru North Taluk, Bangalore Urban District on Total TurnKey basis including supply of all matching materials/equipments and erection (including civil works) of all materials/equipments, testing and commissioning.
NOTE: SCHEDULE DULY SIGNED BY THE AUTHORIZED PERSON SHALL BE UPLOADED.
POWER OF ATTORNEY
KNOW ALL MEN BY THESE PRESENTS that we
a Company incorporated
under the laws of
and having its Registered Office / Head Office at
"Manufacturer / Bidder" which expression shall unless repugnant to the
Context or meanig thereof, include its successors, administrators and assigns)
acting through Mr | [5 empty] | its constitute, nominate and appoint
M/s |  |  |  |  | a Company incorporated under the laws of
and having its Registered / Head Office at
as its duly constituted lawful Attorney (hereinafter called "Attorney"
or "Authorized Representative") to exercise all or any of the powers for and on
behalf of the "Manufacturer / Bidder" in regard to Specification No.
Package
the bids for which have been invited by
(Address "Owner") to undertake the following acts:
i. | To submit proposal and participate in the aforesaid Bid Specification of the Owner on behalf of the "Manufacturer / Bidder".
ii. | To negotiate with the "Owner" the terms and conditions including price for award of the contract pursuant to the aforesaid Bid and to sign the contract with the "Owner" for and on behalf of the Manufacturer / Bidder.
iii. | To receive accept and execute the contract for and on behalf of the "Manufacturer / Bidder".
iv. | To do any other act or submit any document related to the above.
It is expressly understood that the Power of Attorney shall remain valid, binding and irrecoverable till submission of the Contract performance guarantee in terms of the Contract. The "Manufacturer / Bidder" hereby agrees and undertakes to ratify and confirm all the whatsoever the said "Attorney" / "Authorised Representative" quotes in the Bid, negotiates and signs the contract with the "Owner" and / or purports to act on behalf of the "Manufacturer / Bidder" by virtue of this Power of Attorney and the same shall bind the "Manufacturer / Bidder" as if done by itself.
IN WITNESS WHEREOF THE "Manufacturer / Bidder" has executed these presents at
|  |  | on this day of | [5 empty] | under
the Common Seal of the Manufacturer company / Bidder.
Specimen Signature of Attorney Holder
(Name & Designation)
For and on behalf of
Common Seal of the above Manufacturer/Bidder
Has been affixed thereto in the presence of :
WITNESSES :
1 | Signature
Name
Designation
Occupation
2 | Signature
Name
Designation
Occupation

## Sch-20(b)
Karnataka Power Transmission Corporation Limited
SCHEDULE-20(b) POWER OF ATTORNEY (ANNEXURE-XV)
(FOR CONSORTIUM MEMBER)
Bid Enquiry No: KPTCL/2026-27/UC/WORK_INDENT3890
Tender for the Work of Providing alternate source to 66/11 kV Telecom Layout sub-station from 66/11 kV Chandra Layout sub-station by running 66KV, 1000Sq.mm SC U.G.Cable for a route length of 2.86 Kms along with Construction of one number of 66kV Terminal bay at existing 66/11kV Chandra Layout sub-station for terminating 66kV, 1000 sqmm UG Cable from existing 66/11kV Telecom Layout substation and Construction of one number of 66kV Terminal bay at existing 66/11kV Telecom Layout sub-station for terminating 66kV, 1000 sqmm UG Cable from existing 66/11kV Chandra Layout substation in Bengaluru North Taluk, Bangalore Urban District on Total TurnKey basis including supply of all matching materials/equipments and erection (including civil works) of all materials/equipments, testing and commissioning.
NOTE: SCHEDULE DULY SIGNED BY THE AUTHORIZED PERSON SHALL BE UPLOADED
POWER OF ATTORNEY
(To be stamped on Rs.500/- Non Judicial stamp paper in accordance with KPTCL Circular No. KPTCL/GMT/CIVIL (B7)/35/2024-MANAGER ESTATE (E-106992) dated 02.03.2024)
KNOW ALL MEN BY THESE PRESENTS that we
a Company incorporated
under the laws of
and having its Registered Office / Head Office at
"Manufacturer / Bidder" which expression shall unless repugnant to the
Context or meanig thereof, include its successors, administrators and assigns)
acting through Mr | [5 empty] | its constitute, nominate and appoint
M/s |  |  |  |  | a Company incorporated under the laws of
and having its Registered / Head Office at
as its duly constituted lawful Attorney (hereinafter called "Attorney"
or "Authorized Representative") to exercise all or any of the powers for and on
behalf of the "Manufacturer / Bidder" in regard to Specification No.
Package
the bids for which have been invited by
(Address "Owner") to undertake the following acts:
i. | To submit proposal and participate in the aforesaid Bid Specification of the Owner on behalf of the "Manufacturer / Bidder".
ii. | To negotiate with the "Owner" the terms and conditions including price for award of the contract pursuant to the aforesaid Bid and to sign the contract with the "Owner" for and on behalf of the Manufacturer / Bidder.
iii. | To receive accept and execute the contract for and on behalf of the "Manufacturer / Bidder".
iv. | To do any other act or submit any document related to the above.
It is expressly understood that the Power of Attorney shall remain valid, binding and irrecoverable till submission of the Contract performance guarantee in terms of the Contract. The "Manufacturer / Bidder" hereby agrees and undertakes to ratify and confirm all the whatsoever the said "Attorney" / "Authorised Representative" quotes in the Bid, negotiates and signs the contract with the "Owner" and / or purports to act on behalf of the "Manufacturer / Bidder" by virtue of this Power of Attorney and the same shall bind the "Manufacturer / Bidder" as if done by itself.
IN WITNESS WHEREOF THE "Manufacturer / Bidder" has executed these presents at
|  |  | on this day of | [5 empty] | under
the Common Seal of the Manufacturer company / Bidder.
Specimen Signature of Attorney Holder
(Name & Designation)
For and on behalf of
Common Seal of the above Manufacturer/Bidder
Has been affixed thereto in the presence of :
WITNESSES :
1 | Signature
Name
Designation
Occupation
2 | Signature
Name
Designation
Occupation

## Sch-21
Karnataka Power Transmission Corporation Limited
SCHEDULE - 21
SHEET FOR TECHNOCOMMERCIAL OPENING (UN - PRICED)
Bid Enquiry No: KPTCL/2026-27/UC/WORK_INDENT3890
Tender for the Work of Providing alternate source to 66/11 kV Telecom Layout sub-station from 66/11 kV Chandra Layout sub-station by running 66KV, 1000Sq.mm SC U.G.Cable for a route length of 2.86 Kms along with Construction of one number of 66kV Terminal bay at existing 66/11kV Chandra Layout sub-station for terminating 66kV, 1000 sqmm UG Cable from existing 66/11kV Telecom Layout substation and Construction of one number of 66kV Terminal bay at existing 66/11kV Telecom Layout sub-station for terminating 66kV, 1000 sqmm UG Cable from existing 66/11kV Chandra Layout substation in Bengaluru North Taluk, Bangalore Urban District on Total TurnKey basis including supply of all matching materials/equipments and erection (including civil works) of all materials/equipments, testing and commissioning.
Bidders Name and Address
To, The Chief Engineer, Electricity, Tendering & Procurement, KPTCL, Bangalore - 09.
Dear Sir,
We Declare that the ratings and performance figures of the equipment furnished by us under the Turnkey Package are Guaranteed. We further declare that in the event of any deficiencies in meeting the guarantees in repect of the characteristics as established after conducting the performance test, you may at your discretion, reject the equipment, in which case we shall replace the same with equipment as per specification and meeting the guarantee, free of charge and within a resonable time, to be mutually agreed.
Date |  | Name
Place |  | Designation
Name of the Company

## Sch-22
KARNATAKA POWER TRANSMISSION CORPORATION LIMITED
SCHEDULE -22 - Check List
Bid Enquiry No: KPTCL/2026-27/UC/WORK_INDENT3890
Tender for the Work of Providing alternate source to 66/11 kV Telecom Layout sub-station from 66/11 kV Chandra Layout sub-station by running 66KV, 1000Sq.mm SC U.G.Cable for a route length of 2.86 Kms along with Construction of one number of 66kV Terminal bay at existing 66/11kV Chandra Layout sub-station for terminating 66kV, 1000 sqmm UG Cable from existing 66/11kV Telecom Layout substation and Construction of one number of 66kV Terminal bay at existing 66/11kV Telecom Layout sub-station for terminating 66kV, 1000 sqmm UG Cable from existing 66/11kV Chandra Layout substation in Bengaluru North Taluk, Bangalore Urban District on Total TurnKey basis including supply of all matching materials/equipments and erection (including civil works) of all materials/equipments, testing and commissioning.
BIDDERS NAME AND ADDRESS |  |  |  | To,
The Chief Engineer, Electy., Tendering & Procurement, KPTCL, 9th Floor, Indhana Bhavana, BANGALORE - 560009
CHECK LIST FOR SUBMISSION OF SCHEDULES
REFERENCE OF FORM & SCHEDULE | DETAILS OF FORM & SCHEDULE | WHETHER INCLUDED IN TECHNO-COMMERCIAL SHEETS (ELECTRONIC) YES/NO | WHETHER INCLUDED IN Item-Wise Financial Bid (on Percentage rate basis) (ELECTRONIC) YES/NO | WHETHER INCLUDED IN COMMERCIAL
1 | 2 | 3 | 4 | 5
PROPOSAL | BID PROPOSAL
Schedule - 1 | PRICE COMPONENTS
Schedule 2 (1 of 2 & 2 of 2) | Summary of Price Components
Schedule 2A | Schedule of Discounts
Schedule 2B | Statement of Commercial Terms & Conditions
Schedule 3A & 3B | Price break up for supply & erection
Schedule 3C | Price break up for civil works
Schedule 4 | Price break up for mandatory spares and maintenance & Testing Equipments.
Schedule 5 | Commercial deviations
Schedule 6 | Technical deviations
Schedule 7 | List of special Tools & Tackles
Schedule 8 | Additional information.
Schedule 9 | Qualification Information [Technical & Financial]
Schedule 10 | Details of Tools and plants and man power deployment
Schedule 11 A & 11B | Schedule for activities & Commissioning.
Schedule 12 | Type Test Charges
Schedule 13 | List of optional spares and cost.
Schedule 14 | Guaranteed loss of transformer.
Schedule 15 | List of vendors.
Schedule 16 | Annexure 'A' No deviation certificate
Schedule 17a & 17b | Proforma for Bid guarantee
Schedule 18 | Proforma for letter of undertaking
Schedule 19 | Consortium Agreement
Schedule 20a & 20b | Power of attorney for Individual Bidder / Lead Partner of Consortium and Consortium Member
Schedule 21 | Guaranteed Declaration
Schedule 22 | Check list
DRS 1-45 | Relevant Technical details for Materials / Equipments
To be Uploaded | Contract Quality Assurance Programme
To be Uploaded | Type Test Certificates
To be Uploaded & furnished | Bid Security/EMD
To be Uploaded | Written Power of Attorney
To be Uploaded | Letter of Undertaking
To be Uploaded | No Deviation Certificate
To be Uploaded | Any Other (Please Specify)
To be Uploaded | Any Other (Please Specify)
To be Uploaded | Any Other (Please Specify)
Date |  |  | Name
Place |  |  | Designation
Name of the Company

## DRS-1A
Karnataka Power Transmission Corporation Limited
Bid Enquiry No: KPTCL/2026-27/UC/WORK_INDENT3890
Tender for the Work of Providing alternate source to 66/11 kV Telecom Layout sub-station from 66/11 kV Chandra Layout sub-station by running 66KV, 1000Sq.mm SC U.G.Cable for a route length of 2.86 Kms along with Construction of one number of 66kV Terminal bay at existing 66/11kV Chandra Layout sub-station for terminating 66kV, 1000 sqmm UG Cable from existing 66/11kV Telecom Layout substation and Construction of one number of 66kV Terminal bay at existing 66/11kV Telecom Layout sub-station for terminating 66kV, 1000 sqmm UG Cable from existing 66/11kV Chandra Layout substation in Bengaluru North Taluk, Bangalore Urban District on Total TurnKey basis including supply of all matching materials/equipments and erection (including civil works) of all materials/equipments, testing and commissioning.
TECHNICAL DATA SHEET
BIDDERS NAME AND ADDRESS ALONG WITH GSTIN NUMBER
DRS - 1A
GUARANTEED TECHNICAL PARTICULARS FOR 66 KV 1000sqmm UG Cable
Sl.No. | PARTICULARS
1 | Name of the Manufacturer
2 | Country of Manufacture
3 | Type of cable / cable code
4 | Applicable standard
5 | Voltage
a. Rated Nominal voltage
b) Rated Maximum voltage
6 | Continuous Current carrying capacity in Amps (Calculation to be shown seperately)
7 | Permissible voltage & frequency variation for satisfactory operation
8 | Type of process of manufacturing of cable
a) Triple extrusion (Yes/No)
b) Whether VCV method/CCV method/Any other method
9 | Suitability for :
a. Earthed system
b. Unearthed system
10 | Conductor
a) Nominal cross section (sq.mm)
b) Material
c) Shape
d) Diameter of conductor (mm)
e) Number of wires per conductor (Nos.)
f) Nominal diameter of wire in conductor (mm)
11 | Conductor screen
a) Material and type
b) Thickness (mm)
c) Maximum volume resistivity at 90 ± 2°C before and after ageing (ohm-cm)
12 | Maximum value of Electric stress at
a) Conductor screen kV/mm
b) At the insulation kV/mm (Calculation to be shown separately)
13 | Insulation XLPE
a) Curing process (furnish details separately)
b) Material/Composition
c) Dia over insulation
d) Radial thickness
i. Nominal (mm)
ii. Average (mm)
iii. Minimum (mm)
iv) t max-t min ≤ 0.15 t max
e) Specified insulation resistance at 90°C
f) Insulation resistance at 20°C
14 | Insulation screen (Non metallic)
a) Material
b) Nominal thickness (mm)
c) Maximum volume resistivity at 90 ± 2°C . (ohm-cm)
d) Maximum dielectric stress (Calculation to be provided)
15 | Tape swellable (Longitudinal water / Moisture / Protection)
a) Material
b) Thickness (mm)
c) Tolerance
16 | Radial Water Barrier (Lead Sheath)
a) Type / composition
b) Material
c) Nominal thickness
d) Tolerance on thickness
e) Diameter of cable over metallic sheath (mm)
17 | Bedding Tape over Inner sheath
i) Material
ii) Dimension (Wxt) (mm) x (mm)
Nom. (mm)
Min. (mm)
18 | Concentric screen / Plain Copper Wires
a) Material
b) Dia of copper wire
Nom. (mm)
Min. (mm)
19 | Binder open Helix, contact copper Tape over screen / Armour wires
a) Material
b) Dimension (Wxt)
Nom. (mm)
Min. (mm)
20 | Non-woven water swellable Tape over Binder Tape
a) Material
b) Dimension
21 | Overall sheath
i) Material & Type
ii) Thickness
Nom. (mm)
Min. (mm)
22 | Conductive coating on outer sheath
a) Material
b) Thickness
23 | Anti-termite treatment to outer sheath
a) Material
24 | External overall dia of cable
25 | Weight of Cable /M (Kgs)
26 | Short circuit rating of conductor 90°C operating temperature for 1 Sec.
27 | a) Minimum cable bending radius (in terms of cable diameter)
b) Recommended minimum installation radius
28 | Permissible maximum tension
29 | Continuous current rating under specified installation conditions at conductor temperature of 65°C and 90°C
Ground Temperature 30°C
Thermal resistivity of soil 150°C CM/W
Depth of laying 1500 mm
Ambient Air temperature 50°C
No. of circuits 1 OR 2
Spacing between two circuits (600 mm)
Formation Trefoil Touching
|  | Single Point / cross Bonded |  | Both End Bonded
|  | 65 deg. C Amps | 90 deg. C Amps | 65 deg. C Amps | 90 deg. C Amps
Current Rating conductor size 1000 Sq. mm
a) In Ground /Trench
i. of each circuits (when both the circuits alive)
ii. of one circuits (when other Circuit is isolated)
b) In Duct
i. of each circuits (when both the circuits alive)
ii. of one circuits (when other Circuit is isolated)
c) In HDPE ( 160mm dia) pipe, one cable per pipe.
i. of each circuits (when both the circuits alive)
ii. of one circuits (when other Circuit is isolated)
d) In Air
i. of each circuits (when both the circuits alive)
ii. of one circuits (when other Circuit is isolated)
30 | Maximum permissible conductror temperature for continuous operation under specified installation conditions (deg. C)
31 | Conductor temperature at rated current (deg. C)
32 | Temperature rise for 20% over current
33 | Emergency overload rating
34 | Basic impulse level at conductor temperature of 90 deg. C (KV)
35 | Impulse wave shape
36 | Power frequency with stand voltage (KV)
37 | Tan Delta at 50 Hz (at Uo kV and 90 (-5/+10) deg. C
38 | Sheath voltage at max. load single : Point bonded, trefoil touching ( both circuits alive) V/KM
39 | Withstand voltage of sheath on spark test
40 | Permissible short circuit current ratings of conductor
i) 0.1 Sec KA
ii) 0.2 Sec KA
iii) 0.5 Sec KA
iv) 1.0 Sec KA
41 | Conductor resistance DC & AC
a) at 20 deg. C (d.c)/A.C. ohm/KM
b) at 90 deg. C (d.c)/A.C. ohm/KM
c) at 105 deg. C (d.c)/A.C. ohm/KM (over load temp) a.c. (ohm)
42 | Equivalent star resistance at 50 Hz of 3 phase current
a) at 20 deg. C ohm/KM
b) at 90 deg. C ohm/KM
c) at 10% continuous overload temperature (ohm/KM)
43 | Star reactance at 50 hz (ohm/KM)
44 | Approximate impedance at 50 hz per KM
a) at 20 deg. C ohm/KM
b) at 90 deg. C ohm/KM
c) at 10% continuous overload temperature (ohm/KM)
45 | Self electrostatic capacitance per phase (Micro farad/KM)
46 | Maximum power factor at charging KVA of cables when laid direct in ground at normal voltage & frequency
a) at ambient Temperature
b) at Maximum conductor Temperature
47 | a) Positive and negative sequence impedance (ohm/KM)
b) Zero sequence impedance (ohm/KM)
48 | Zero sequence data
a) Series resistance (ohm/KM)
b) Series reactance (ohm/KM)
c) Shunt capacitive reactance (ohm/KM)
49 | Sheath voltage under maximum operating conditions asseming all circuits comected KV/KM
50 | a) Sheath resistance at 20 deg. C ohm/KM
b) Screen resistance at 20 deg. C ohm/KM
c) Combined resistance at 20 deg. C ohm/KM
51 | Surge impedance of cable (ohm/KM)
52 | IR value at ambient temperature per KM
53 | Maximum magnitude of partial discharge at 1.5 Uo.
At Ambient Temperature (Pc)
At High Temperature (Pc)
54 | Dielectric dissipation factor at rated voltage
55 | Guaranteed Losses per Km (Calculation sheet to be furnished) corresponding to rated current (Sl. No. 6) & rated voltage ( sl. No. 5) [Refer clause No. 21.4 (Guaranteed Loss) of SCC, Volume I]
56 | Note: (i) For 1000Sq.mm Cable
a) Total 3 Phase Dielectric Loss at rated voltage and rated current
i. One Circuit alive KW/KM
ii. Both Circuits alive KW/KM .
b) Total 3 Phase Copper Loss at rated voltage and rated current
i. One Circuit alive KW/KM
ii.Both Circuits alive KW/KM
c) Total 3 Phase sheath / screen loss at rated voltage & rated current
i. One Circuit alive KW/KM
ii.Both Circuits alive KW/KM
d) Other losses due to reinforcement
i. One Circuit alive KW/KM
ii.Both Circuits alive KW/KM
e) Total Losses at rated voltage & rated current
i. One Circuit alive KW/KM
ii.Both Circuits alive KW/KM
57 | Charging Current at rated Voltage per Km (Amps)
58 | Short circuit Capacity of Conductor for one second at 90 deg. C prior to short circuit and 250 deg. C during short circuit (KA)
59 | Circulating current under the BEB condition in
i. Lead sheath Amps
ii. Copper wire screen Amps
iii. In both Amps
when current in conductor is 800A
60 | Circulating current in lead sheath armouring /Cu screen (when the conductor is carrying 31.5 KA S.C. current. KA
61 | Combined short circuit capacity of Metallic sheath and screen for 1 Sec. at metallic sheath/screen temperature of 75 deg. C (conductor temperature 90 deg. C before S.C and 250 deg. C during S.C K.A:
62 | Screening factor of cable for calculating interferance on control and communication cables :
63 | Approximate value of attenuation of carrier current signals operating over a frequency range
i. 50 KC/s - dB/KM
ii. 100 KC/s - dB/KM
iii. 150 KC/s - dB/KM
iv. 200 KC/s - dB/KM
64 | Shipping weight and size of cable drum
a) Size of Drum
i. Dia of Drum (M)
ii. Width of Drum (M)
iii. Gross Weight (Kgs)
iv. Legth of cable per Drum (M)
v. Weight of Cable (Kg/M)
vi. Weight of Copper (Main conductor excluding copper wire screen) (Kg/M)
vii. Weight of Lead (Kg/M)
viii. Weight of Copper (Copper wire screen excluding main conductor) (Kg/M)
65 | Guaranteed Maximum life in years
ANNEXURE
DERATING FACTORS
1 | VARIATION IN GROUND TEMPERATURE :
| Ground Temperature (deg. C) : | 15 | 20 | 25 | 30 | 35 | 40 | 45
Rating Factor:
2 | VARIATION IN DEPTH OF LAYING :
| Depth of Laying (Meters): | 0.7 | 0.9 | 1 | 1.2 | 1.3 | 1.35 | 1.5 | 1.8
Rating Factor
3 | VARIATION IN THERMAL RESISTIVITY OF SOIL
| Thermal Resistivity of Soil : (deg. C cm/watt) | 100 | 120 | 150 | 200 | 250
Rating Factor:
4 | VARIATION IN AIR TEMPERATURE :
| Air Temperature (deg. C) : | 25 | 30 | 35 | 40 | 45 | 50 | 55
Rating Factor:
5 | VARIATION DISTANCE (MM) :
| Axial Distance (mm) Between circuits | 100 | 200 | 300 | 400 | 600 | 800
Rating Factor:
Date |  | Name
Place |  | Designation
Name of the Company

## DRS-1B
Karnataka Power Transmission Corporation Limited
Bid Enquiry No: KPTCL/2026-27/UC/WORK_INDENT3890
Tender for the Work of Providing alternate source to 66/11 kV Telecom Layout sub-station from 66/11 kV Chandra Layout sub-station by running 66KV, 1000Sq.mm SC U.G.Cable for a route length of 2.86 Kms along with Construction of one number of 66kV Terminal bay at existing 66/11kV Chandra Layout sub-station for terminating 66kV, 1000 sqmm UG Cable from existing 66/11kV Telecom Layout substation and Construction of one number of 66kV Terminal bay at existing 66/11kV Telecom Layout sub-station for terminating 66kV, 1000 sqmm UG Cable from existing 66/11kV Chandra Layout substation in Bengaluru North Taluk, Bangalore Urban District on Total TurnKey basis including supply of all matching materials/equipments and erection (including civil works) of all materials/equipments, testing and commissioning.
TECHNICAL DATA SHEET
BIDDERS NAME AND ADDRESS ALONG WITH GSTIN NUMBER
SCHEDULE OF Tests for UG Cable and Cable Accessories
DRS-1B
Sl.No. | Details Required | STANDARD AS PER WHICH TESTED | DATA/TEST RESULTS TO BE FURNISHED
I-A | Type Tests
B | Routine Test
C | Site Tests
D | Special Tests(Specified)
E | Other tests at works/site recommended by the tenderer
II | Total cost towards inspection and tests(special routine and acceptence tests)included in the price bid(if changeable to owner)(Break-up details to be furnished separately)
Note:Details have to be furnished for tests on cables as well as accessories,each separately.
Date |  | Name
Place |  | Designation
Name of the Company

## DRS-1C
Karnataka Power Transmission Corporation Limited
Bid Enquiry No: KPTCL/2026-27/UC/WORK_INDENT3890
Tender for the Work of Providing alternate source to 66/11 kV Telecom Layout sub-station from 66/11 kV Chandra Layout sub-station by running 66KV, 1000Sq.mm SC U.G.Cable for a route length of 2.86 Kms along with Construction of one number of 66kV Terminal bay at existing 66/11kV Chandra Layout sub-station for terminating 66kV, 1000 sqmm UG Cable from existing 66/11kV Telecom Layout substation and Construction of one number of 66kV Terminal bay at existing 66/11kV Telecom Layout sub-station for terminating 66kV, 1000 sqmm UG Cable from existing 66/11kV Chandra Layout substation in Bengaluru North Taluk, Bangalore Urban District on Total TurnKey basis including supply of all matching materials/equipments and erection (including civil works) of all materials/equipments, testing and commissioning.
TECHNICAL DATA SHEET
BIDDERS NAME AND ADDRESS ALONG WITH GSTIN NUMBER
DRS-1C
Test Data on the 66kV XLPE cable and accessories
Sl.No. | DETAILS REQUIRED | STANDARDS AS PER WHICH TESTED | DATA/TEST RESULTS TO BE FURNISHED
1 | FOR IMPULSE TEST (HOT CONDITIONS):i. Number of samples tested.
ii. Cable cross section and insulation wall thickness
iii. Type of terminations
iv. Type of joints
v. Basic impulse level (wave form and peak voltage)
vi. Breakdown level
2 | FOR POWER FREQUENCY TEST (COLD/HOT CONDITIONS):i. Number of samples tested
ii. Cable cross section and insulation wall thickness
iii. Type of terminations
iv. Type of joints
v. Voltage applied and duration
vi. Breakdown level
3 | FOR LONG TERM TESTS:i. Length of the cable loop
ii. Cable cross section and insulation wall thickness
iii. Number and type of terminations & joints
iv. Installation conditions (air, buried)
v. Voltage applied and duration
vi. Conductor temperature at the end of heating cycle
vii. Breakdown conditions (if any)
NOTE: | Details should be furnished for each and every sample for item (1) and (2) and for each and every long term test for item (3).
Date |  | Name
Place |  | Designation
Name of the Company

## DRS-1D
Karnataka Power Transmission Corporation Limited
Bid Enquiry No: KPTCL/2026-27/UC/WORK_INDENT3890
Tender for the Work of Providing alternate source to 66/11 kV Telecom Layout sub-station from 66/11 kV Chandra Layout sub-station by running 66KV, 1000Sq.mm SC U.G.Cable for a route length of 2.86 Kms along with Construction of one number of 66kV Terminal bay at existing 66/11kV Chandra Layout sub-station for terminating 66kV, 1000 sqmm UG Cable from existing 66/11kV Telecom Layout substation and Construction of one number of 66kV Terminal bay at existing 66/11kV Telecom Layout sub-station for terminating 66kV, 1000 sqmm UG Cable from existing 66/11kV Chandra Layout substation in Bengaluru North Taluk, Bangalore Urban District on Total TurnKey basis including supply of all matching materials/equipments and erection (including civil works) of all materials/equipments, testing and commissioning.
TECHNICAL DATA SHEET
BIDDERS NAME AND ADDRESS ALONG WITH GSTIN NUMBER
DRS - 1D
Schedule of Instruction manuals / catalogues / calculations / certificates etc.
Sl. No. | Description | Quantity
1 | Description of extrusion, curing and cooling processes
2 | Transport storage and handling practices for cables and accessories
3 | Electrical characteristics (conductor resistance, capacitance, electrical stress etc.) of the cables
4 | Characteristics of sheath voltage limiters and surge arresters
5 | Manning schedule for one set of three straight through joints and one set of three sealing ends
6 | Design calculations - wherever called for against respective clause of specification and GTP
7 | Type test certificates issued by a recognised institution
NOTE: Not exhaustive. Bidder may furnish additional documents as required.
Date |  | Name
Place |  | Designation
Name of the Company

## DRS-1E
Karnataka Power Transmission Corporation Limited
Bid Enquiry No: KPTCL/2026-27/UC/WORK_INDENT3890
Tender for the Work of Providing alternate source to 66/11 kV Telecom Layout sub-station from 66/11 kV Chandra Layout sub-station by running 66KV, 1000Sq.mm SC U.G.Cable for a route length of 2.86 Kms along with Construction of one number of 66kV Terminal bay at existing 66/11kV Chandra Layout sub-station for terminating 66kV, 1000 sqmm UG Cable from existing 66/11kV Telecom Layout substation and Construction of one number of 66kV Terminal bay at existing 66/11kV Telecom Layout sub-station for terminating 66kV, 1000 sqmm UG Cable from existing 66/11kV Chandra Layout substation in Bengaluru North Taluk, Bangalore Urban District on Total TurnKey basis including supply of all matching materials/equipments and erection (including civil works) of all materials/equipments, testing and commissioning.
TECHNICAL DATA SHEET
BIDDERS NAME AND ADDRESS ALONG WITH GSTIN NUMBER
SCHEDULE OF DRAWINGS/GRAPHS
DRS - 1E
The Bidder shall furnish the following drawings along with the graph
Sl. No. | Description | Remarks
1 | Cross section and dimensional drawing of the cable with weight
2 | Detailed drawing of the straight through joint
3 | Detailed drawing of the direct earthing link boxes
a) Weather proof type
b) Structure mounted type
4 | Detailed drawing of the cable earthing arrangement
5 | Detailed drawing of the cable protection unit (S.V.L.)
6 | Outline dimensional and assembly drawings of cable sealing end.
7 | Outline dimensional and assembly drawings of
a) Normal straight joint
8 | Detailed drawing of cable termination supporting structure and foundation.
9 | Schematic drawing of cables installation.
a) Cable screen earthed at both ends.
b) Installaiton of cables in trench (direct buried)
c) Installation of cables in pipe / ducts
d) Installation of cable in RCC through / over open drains
e) Plain and cross sectional drawing of cable jointing bay in detail.
10 | Detailed drawing of RCC cable protection powers
11 | Detailed drawing of cable reel/drum
12 | Characteristics of cable temperature Vs current.
13 | Characteristics of cable and sealing end power factor Vs temperature
14 | Characteristics of cable and sealing end power factor Vs voltage.
15 | Characteristics of cable and sealing end partial discharge magnitude Vs voltage.
16 | Characteristics of cable covering protection unit (S.V.L)
17 | Foundation drawings of
a) Cable end terminaiton structure.
b) Sph, link box mounting structure.
18 | Arrangement of joint chamber with dimensions
19 | Arrangement of terminal structure for outdoor sealing end with civil designs with earthing arrangement cable
20 | Cross section of sheath bonding cable
21 | Drawing of straight rollers and angle rollers
22 | Trefoil clamp
Date |  | Name
Place |  | Designation
Name of the Company

## DRS-2
Karnataka Power Transmission Corporation Limited
Bid Enquiry No: KPTCL/2026-27/UC/WORK_INDENT3890
Tender for the Work of Providing alternate source to 66/11 kV Telecom Layout sub-station from 66/11 kV Chandra Layout sub-station by running 66KV, 1000Sq.mm SC U.G.Cable for a route length of 2.86 Kms along with Construction of one number of 66kV Terminal bay at existing 66/11kV Chandra Layout sub-station for terminating 66kV, 1000 sqmm UG Cable from existing 66/11kV Telecom Layout substation and Construction of one number of 66kV Terminal bay at existing 66/11kV Telecom Layout sub-station for terminating 66kV, 1000 sqmm UG Cable from existing 66/11kV Chandra Layout substation in Bengaluru North Taluk, Bangalore Urban District on Total TurnKey basis including supply of all matching materials/equipments and erection (including civil works) of all materials/equipments, testing and commissioning.
DRS - 2
GUARANTEED TECHNICAL PARTICULARS FOR RELAY & PROTECTION PANELS
(Bidder should indicate the guaranteed technical data of all equipments / materials for each type of rating separately)
Bidder's Name
Relay & Protection Panels
Sl. No. | Description
A. | PANELS :
I | Description, Construction & formation details :
1 | Make and Type reference of manufacturer
2 | Type
i) type of construction.(duplex or simplex)
ii) type of scheme ( numerical type or static type)
a) for line
b) for power transformer
3 | Thickness of sheet steel (mm):
i. Door, Top and Bottom of panel
ii. Other
4 | Tentative overall dimensions (L*B *H) (mm) of each panel
5 | Dead weight of each panel (Kgs)
6 | Approximate weight of each panel with all components (Kgs)
7 | Details of packing for transport
8 | Overall dimensions of transport package (L*B*H) (mm)
9 | Approximate gross weight of transport package (Kgs)
10 | Exterior paint film thickness (microns) and paint colour
11 | Interior paint film thickness (microns) and paint colour
12 | Cubicle Lighting : Volts, wattage, Type of holder and fitting whether provided with door control switch or not.
13 | Safety earthing :
a. Material of conductor
b. Size (W*T) (mm)
c. Surface treatment and finish of conductor.
d. Type of end connection
14 | Panel front/rear component identity board
a. Material
b. Size
c. Size of lettering and colour
d. Method of fixing
15 | Panel wiring :
a. Type and material of wire conductors, insulation and voltage grade.
b. Conductor cross sectional area or strands/gauge of wire and colour scheme adopted for :
i. VT secondary circuits and annunciation circuit.
ii. Other Circuits.
c. Type of wire termination
16 | Mimic bus details :
a. Type painted / strip fixed
b. Width (mm)
c. Whether colour scheme specified will be followed
d. If not specify deviations.
II. | TERMINAL BLOCKS AND CONNECTORS (USED FOR PANEL WIRING)
1 | Make and Type reference of manufacturer
2 | Insulation and voltage grade
3 | Constructional details
4 | Current rating of studs, size and material
5 | Whether shrouding provided or not
6 | Whether space terminals provided or not
7 | Literature enclosed.
III. | INDICATING LAMPS :
1 | Wattage and voltage of lamp
2 | Size of lens and material thereof
3 | Type of lamp holder
4 | Whether provided with series resistor? If yes, specify Ohmic value power loss
IV | FUSE HOLDERS AND FUSES :
1 | Make and Type reference of manufacturer
2 | Insulation and voltage grade
3 | Type of Insulation material
4 | Type of fuses
5 | Rating of fuses provided for different circuits
6 | Literature enclosed.
VI. | SELECTOR SWITCHES :
1 | Make and Type reference of manufacturer
2 | Type of handle / Switch
3 | Mounting details
4 | Number of positions
5 | Number of contracts available in each position.
a. Open
b. Close
6 | Making capacity of contacts
7 | Breaking capacity of contacts
8 | Whether locking arrangement is available.
9 | Whether detailed literature and drawings encolsed. (YES/NO)
VII. | PUSH BUTTONS :
1 | Make and Type reference of manufacturer
2 | Mounting details
3 | Type of contact
4 | Current and voltage rating
5 | No. of contacts
a. NO
b. NC
6 | Whether shrouding provided to prevent inadvertent operation (YES/NO)
7 | Whether provided with integral engraved inscription plates (YES/NO)
VIII | AUXILIARY CT's VT'S :
1 | Make and Type reference of manufacture
2 | a. Type
b. Ratios available
c. Burden V A
d. Standard to which it conforms
e. Accuracy class
f. Short time current / voltage rating
g. Temperature rise
h. One minute power frequency withstand voltage
j. Mounting dimensional details
j. Weight
k. Panel in which to be provided with quantity thereof and connected ratio
3 | For CT's only
a. Knee point voltage (KPV) (Volts)
b. Excitation current at KPV and 50% KPV (ma)
c. Internal impedance of primary and secondary windings in ohms
4 | Literature enclosed.
IX. | SPACE HEATERS :
1 | Make and Type reference of manufacture
2 | Type of space heater (Tubular / strip type)
3 | Rating Wattage
4 | Whether thermostat provided (YES/NO)
II | INSTRUMENT TEST TERMINAL BLOCKS :
1 | Make and Type reference of manufacturer
2 | Insulation class and rating
3 | Size and mounting details
4 | Type of CT terminal shorting mechanism (LINK / SCREW)
5 | Type of VT terminal Isolating Mechanism
6 | Whether detailed literatures enclosed. (YES/NO)
C | GENERAL PROTECTION RELAYS :
I | The tenderer shall furnish guaranteed Technical particulars for all types of meters offered, in the following proforma (separate sheet shall be enclosed for each type of relay :)
1 | Manufacturer's name or trade marks
2 | Type designation
3 | Size and mounting details (whether in draw out case)
4 | Rated Values of both input and auxiliary energizing quantities
5 | Values of the limits of the operative range(s) of the auxiliary energising quantity (ies)
6 | Contacts data, Number and rating of main and auxiliary contacts
7 | Rated value or setting range of the characteristic quantities and or angle
8 | Limiting short-time thermal withstand values
9 | Limiting dynamic values.
10 | i. Burden data ( in case of poly input relays - data shall be furnished for appropriate set of input terminals).
a. At highest tap - AC current / voltage coil
b. At lowest tap - AC current / voltage (coil)
ii. DC power consumption.
11 | Impulse and dielectric test voltage(s)
12 | Details of accessories (If essential to the relay performance)
13 | Details of accessories (Optional items)
14 | Whether provided with seal in trip contacts
15 | a. Type of operating characteristics
b. Accuracy of operating characteristics, operating time with details
16 | H.F. disturbance test voltage (s)
17 | Whether literature enclosed
18 | Type of relay flag indicator and rating of target coil
II | In addition to the above details, the following details shall also be furnished for relays specified below :
1 | DOCR / DEFR :
a. Directional sensitivity
b. Minimum voltage at which the directional units operate
c. Characteristic angle
2 | OVER FLUXING RELAY :
a. Whether provided with timer if so time setting available for Alarm and delayed trip.
3 | Distance Protection Scheme for 220KV / 110KV / 66KV Lines:
A | Type of distance measuring element
a. Starting unit
i. Type of scheme
b, No. of measuring element or comparator with details
c. Setting range of the distance measurement
d. No. of zones
i. Overall range for all zones.
ii. Reach setting range at rated current.
Zone - 1 (forward) - ohms
Zone - 2 (forward) - ohms
Zone - 3 (forward) - ohms
Off set zone 3 reverse - ohms
Zone extension (if any)
e. Characteristic of each zone
Zone - 1
Phase fault unit
Earth fault unit
Zone - 2
Phase fault unit
Earth fault unit
Zone - 3
Phase fault unit
Earth fault unit
Zone - 3 off set
Zone -1 in ohms
1. Reach of the relay along with characteristic angle at rated current and voltage
2. Reach of the relay in resistive direction at rated current & voltage
3. Reach in reactive direction at rated current & voltage
Zone - 2 in ohms
1. Reach of the relay along with characteristic angle at rated current and voltage
2. Reach of the relay in resistive direction at rated current & voltage
3. Reach in reactive direction at rated current & voltage
Zone - 3 in ohms
1. Reach of the relay along with characteristic angle at rated current and voltage
2. Reach of the relay in resistive direction at rated current & voltage
3. Reach in reactive direction at rated current & voltage
Zone - 3 in Reverse ohms
1. Reach of the relay along with characteristic angle at rated current and voltage
2. Reach of the relay in resistive direction at rated current & voltage
3. Reach in reactive direction at rated current & voltage
f. Power swing blocking characteristic setting
i. Forward reach
ii. Reverse reach
g. Setting range of residual compensation
h. Setting range of mutual compensation
i. (i) Operating time
Zone - 1
(ii) Time setting range
Zone -2
Zone -3
Power swing blocking
j. Accuracy
Zone - 1 (reach)
Zone - 2 (reach)
Zone - 3 (forward reach)
K. Polarising scheme
Zone - 1
Zone - 2
Zone - 3
B. | Additional featues provided :
a. Fault locator
b. Carrier aided tripping scheme
c. Power swing blocking
d. Broken conductor detection
e. Synchronous check
f. Weakend infeed
g. Switch on to fault
h. Fuse failure supervision
C. | Facilities available for Fault Locator
a. Name and type reference of manufacturer
b. Rating and setting available
c. Rated V A burden
d. Power consumption voltage and current element
e. Memory capacity with details
f. Triggering method
g. Accuracy
h. Method of accuracy
D | Auto Recloser:
a) Reclosing facilities available b) Single phase/three phase dead time range. c) Reclaim time range d) No. of modes selectable by selection switch e) Provision of Check synchronizing features and its time setting, range phase angle setting, voltage difference setting. f) Provision of deadline charging set range of voltage. g) Lock out facility.
E | Disturbance Recorder:
a) No. of event channels b) No. of analog signals. c) Sampling rate d) Recording Band width e) Over current triggering – range. f) Under current triggering – range. g) Over voltage triggering – range. h) Pre fault time – range. i) Post fault time – range. j) Limit time – range. k) No. of recorded disturbances. l) Total recording time with 8 Analog and 16 event channels recorder. m) Voltage channels – details. n) Period of built in calendar. o) Current channels – details,
F | EVENT RECORDER
a) Time tagging resolution. b) Events capacity i) Max. NO. of events per disturbance report. ii) Max. No. of disturbance reports
c) Time tagging error with synchronization. i) Once in One second ii) Once in ten seconds. iii) Once in sixty seconds
d) Timer tagging error without synchronization.
4 | Restricted Earth fault Relay.
a) Manufacturer Type P designation
b) Operating time 2 x setting
5 | Differential protection scheme :
a. No. of restraining coils and operating coils.
b. Harmonic restraints provided with details
c. Rated VA Burden and power consumption of
i. Restraining coil
ii. Operating coil
d. Type of slope setting :
If variable, range of slope setting through fault current stability. Maximum & minimum range of HV / MV / LV current ratio over which the relay can be used.
e. Whether provided with switching inrush current restraint, if so type.
6 | Trip circuit supervision relay:
a) Name of manufacturer.
b) Type & Designation.
c) Whether preclosing & post closing supervision provided.
d) Time delay
7 | High speed trip relay
a) Name of manufacturer.
b) Type & Designation.
c) Contact rating.
Current rating-
i) Continuous rating
ii) Rating for 5 secs.
d) Break Resistive load inductive load (with L/R = 40 msec.
e) Operating time at rated voltage (max).
f) Resetting time.
g) Whether supervisory relay included.
8 | Local breaker back up protection.
a) Name of manufacturer.
b) Type & Designation.
c) Operating time
d) Resetting time
e) Setting range
i) current
ii) time
9 | Bus bar protection
a) Name of manufacturer.
b) Type & Designation.
c) Type of relay (numerical)
d) Principle of operation (biased/low impedance)
e) Operating time
f) Resetting time
g) Setting range.
i) Current
ii) time.
h) Whether will it cause tripping for the differential current below the load current of heavily loaded feeder (Bidder shall submit application check for the same).
III | The tenderer shall confirm whether the following details will be furnished at the time of approval of drawings:
a. Identification and location of removable parts.
b. Data of permit suitable connection of the relay (including the polarity)
c. Data concerning the earthing of metallic part
d. To indicate parts of modules which should not be replaced without observing precaution prescribed by the manufacturer.
GUARANTEED TECHNICAL PARTICULARS FOR ELECTRONIC TRIVECTOR METERS
Sl. No. | PARTICULARS
1 | Type of Meter
2 | Class of Accuracy
3 | Standard to which the meter conforms
4 | Current rating for which accuracy is guaranteed for
a. Basic Current (ib)
b. Continuous Current overloading capability
c. Short time over current
d. Minimum Starting Current
5 | a)Voltage rating for which accuracy is guaranteed for
b)Over voltage withstand capacity - continuous
c)Voltage Range
6 | Other Parameters for which accuracy is guaranteed
a. Reference Temperature
b. Standard Reference Frequency (Hz)
c. Accuracy Guaranteed for
d. Frequency Range
e, For single Phase Loads / In- put
f. For two Phase Loads / In - put
g. For In-put / Loads without neutral in -puts unbalanced Voltages
h. Temperature Range
i. P F range
j. Time
7 | Insulation Resistance
8 | Sampling Plan for measurement of Voltage, Current and Frequency
9 | Power Loss in each Current circuit at Basic Current in VA & WATT
10 | Power Loss in each Voltage circuit at reference in VA & WATT
11 | Display device (Hardware details)
a. Type of Display i.e. LCD
b. Character size of display digits
c. No. of Display digits used
1. For data
2. For parameter identification
d. Life of display unit (Guaranteed)
e. Method adopted for digit over flow
12 | Display details (Software)
13 | a. Non-volatile memory retention time in absence of power
b. Non - volatile memory capacity in KB.
c. RAM Capacity
d. Maximum number of Parameters which can be stored in non-volatile Memory at each half an hour intervals for Six Months.
14 | Maximum demand
a. Parameters that can be dynamically selected
b. Integration Period Range
c. Provision for Automatic Rest
d. Type of MD Computation
15 | Communication Inter-phase available
- for calibration
- for data transfer
16 | Electro magnetic interference / Electro magnetic comparativity level
17 | Mounting arrangement
18 | Meter sealing arrangement
a. Meter body
b. Meter terminal block
c. MD reset bush button
d. Battery unit
19 | Degree of protection against moisture etc.,
20 | a. Provision for real time clock
b. Real time clock accuracy
c. Life of real time clock (Guaranteed)
21 | Power Supply backup
22 | Measuring principle employed for
a. KWH
b. KVAH
c. RKVAH
d. Maximum demand parameters
e. PF
NOTE | 1. Measuring principle adopted for each of the items above should be specified.
2. Measurement logic employed in case of Harmonics and contents up to which meter recognizes for measurement shall be furnished.
23 | Abnormal conditions that will be identified with limiting values
24 | Guarantee period offered for
a. Performance and accuracy
b. Components not covered under guarantee
25 | Micro processor
a. Address in bits
b. Sampling rate
26 | Compatibility of the software for the following
a. For generation of consumer bill directly with the existing KPTCL billing software
b. Compatibility of software provided for MRI, down loading from earlier version already supplied to KPTCL
c. Compatibility of software for generation of report for earlier versions
27 | Additional features available
28 | Agreement to furnish protocol details for development of required software through third party
29 | Platform on which the meter communicates
30 | Levels of security
a. For changing real time
b. Fir changing display parameters
c. For changing Load survey parameters
d. For changing TOD Registers, clock setting
e. Measuring principle, computation
31 | Specification of reference standard offered
32 | Specification of Laptop Computer offered
33 | Specification of MRI kit offered
34 | Specification of equipment offered for checking communication capability through RS232/RS485 port
Date |  | Name
Place |  | Designation
Name of the Company

## DRS-3 GIS
KARNATAKA POWER TRANSMISSION CORPORATION LIMITED
Bid Enquiry No: KPTCL/2026-27/UC/WORK_INDENT3890
Tender for the Work of Providing alternate source to 66/11 kV Telecom Layout sub-station from 66/11 kV Chandra Layout sub-station by running 66KV, 1000Sq.mm SC U.G.Cable for a route length of 2.86 Kms along with Construction of one number of 66kV Terminal bay at existing 66/11kV Chandra Layout sub-station for terminating 66kV, 1000 sqmm UG Cable from existing 66/11kV Telecom Layout substation and Construction of one number of 66kV Terminal bay at existing 66/11kV Telecom Layout sub-station for terminating 66kV, 1000 sqmm UG Cable from existing 66/11kV Chandra Layout substation in Bengaluru North Taluk, Bangalore Urban District on Total TurnKey basis including supply of all matching materials/equipments and erection (including civil works) of all materials/equipments, testing and commissioning.
| Bidder's Name & Address alongwith GSTIN no. : |  | To,
The Chief Engineer, Electricity, Tendering & procurement, KPTCL, Kaveri Bhavan, Bangalore - 560009.
A1 : GUARANTEED TECHNICAL PARTICULARS FOR GIS MODULES
(Bidder should indicate the guaranteed technical data of all equipments/materials for each type of rating separately)
DRS -3
Bidder's Name
Sl. No. | Particulars |  | 66kV
1 | HIGH VOLTAGE CIRCUIT BREAKERS
1.1 | Makers name and country of manufacture
1.2 | a) Manufacturers type and designation
| b) Single pressure type | Yes/No
| c) Common enclosed phases | Yes/No
d) Number of breakers in series
| e) Class of circuit breaker (C2-M2) | Yes/No
1.3 | Applicable Standards
1.4 | Rated Voltage | kV
1.5 | Service Voltage | kV
1.6 | Rated continuous voltage for rated breaking capacity
| a) Maximum | kV
| b) Minimum | kV
1.7 | Ambient temperature assumed for design:
| a) Maximum | 0C
| b) Minimum daily average | 0C
1.8 | Continuous Current:
| a) Rated | Amps
| b) Under site condition | Amps
1.9 | a) Rated short time current | kA
| b) Rated time | Sec.
1.1 | Maximum rise of temperature over ambient for current rating under
| a) Clause 1.8 above | 0C
| b) Clause 1.9 above | 0C
1.11 | Open/Close time
| a) Closing time | ms
- tolerance
| b) Dead time | ms
| c) Break time | ms
- tolerance
| d) Make time | ms
- tolerance
| e) Arcing time max | ms
| f) Maximum tolerance in open/close time between different poles | ms
1.12 | Rated operating duty
1.13 | Interrupting capacity based on duty cycle in clause 1.12 above
| a) RMS value of AC component | KA
b) Percentage DC component
1.14 | Interrupting capacity
| a) at maximum voltage | kA rms
| b) at minimum voltage | kA rms
1.15 | Rated transient recovery voltage
| a) Method of representing TRV | Four/Two parameters
b) Value of parameters
c) First pole to clear factor
d) Type of devices, used to limit the rate of rise of re-striking voltage
e) Type of devices, if any used to obtain uniform voltage distribution between breakers
1.16 | Rated making capacity
| a) at higher rated voltage | kA (peak)
| b) at lower rated voltage | kA (peak)
1.17 | Latching current | kA
1.18 | Restrike guarantee
1.19 | Reignition performance
1.20 | Short Circuit test certificate enclosed | YES/NO
| Oscillogram enclosed | YES/NO
1.21 | Short line fault interrupting capacity
| a) Method of representing TRV | Four/Two parameters
b) Value of parameters
c) Details of additional capacitors if used for TRV control
1.22 | Type of main contacts
1.23 | Type of arcing contacts and/or arc control device
1.24 | Material of contacts:
a) Main
b) Arcing
c) Whether contacts are silver faced
1.25 | Insulation level of the breaker:
| a) One minute power frequency withstand voltage | kV (rms)
| b) Switching surge withstand test voltage | kV (peak)
| c) Impulse withstand test voltage | kV (peak)
1.26 | Rated duty of
a) Closing resistors
b) Opening resistors
1.27 | Capacity to interrupt delayed zero passage fault current
| a) Oscillogram enclosed | Yes/No
| b) Test reports enclosed | Yes/No
1.28 | Whether the circuit breaker is fixed trip or trip free
1.29 | Method of tripping:
a) Normal
b) Emergency (complete description of manually operated emergency tripping device)
1.30 | a) Type of tripping mechanism
b) No. of trip coils
1.31 | a) Normal voltage of trip coil | Volts
| b) Pick-up range | Volts
| c) Trip amps (per coil) | Amps
1.32 | a) Power at normal voltage of closing mechanism | Watts
| b) Power at 85% of normal voltage | Watts
| c) Close amps (per coil) | Amps
1.33 | Type of closing mechanism
1.34 | Normal voltage of closing coils | Volts
1.35 | a) Total interrupting time measured from instant of trip coil energization to arc extinction of resistor current | Cycles
| b) Closing time measured from instant of application of power to closing device up to arcing contacts touching | Cycles
| c) Reclosing time | Cycles
1.36 | Critical current (current giving the longest arc when a break takes place) | A
1.37 | Maximum voltage factor of the circuit breaker when switching off:
a) Unloaded transformer
b) Loaded transformer
c) Open circuited lines
d) Small inductive current of 10A
e) Capacitor bank
f) Breaking cable charging current (250 A for 245 Kv, 125A for 72.5 KV)
g) Breaking line charging current (125 A for 245 kV, 10A for 72.5 KV).
1.38 | When switching off asynchronous system:
| a) Maximum current | kA
| b) Maximum recovery voltage between contacts of one pole | KV
| c) Test reports for asynchronous switching duty enclosed | Yes/No
1.39 | a) Number of openings at rated capacity, the circuit breaker is capable of performing without inspection, replacement of contacts or other main parts
| b) Cumulative switching capacity without requiring maintenance | Million Amps
1.40 | Particulars of SF-6 gas:
| a) Gauge Pressure of SF-6 at 200C | Bar
i. Nominal
ii. Maximum
iii. “Gas Refill” level
iv. “Breaker Block” level
v. “Over Pressure” level
b) Maximum permissible moisture content of SF6 gas ppm by wt.
c) Type of monitor provided for SF6 gas
| d) Maximum leakage rate of SF6 gas per year at normal pressure | %
e) Breaker pressure relief device:
| i. Rupturing pressure | bar
| ii. Time to rupture | seconds
iii. Quantity and location on breaker
iv. Construction material of diaphragm
| f) Quantity of SF6 gas in complete breaker (3-Phase) | Kgs
g) Circuit breaker enclosure:
| i. Design pressure | Bar
| ii. Routine test pressure | Bar
| iii. Type test pressure | Bar
| iv. Operating pressure | Bar
| v. Maximum time for de-gassing and regassing of circuit breaker compartment | Hrs.
| h) Circuit breaker enclosure over pressure device operating pressure | Bar
| i) Type of absorbent device for gas decomposition provided and quantity. | Kg
| j) Moisture absorbent device and quantity | Kg
| k) Design life time of moisture absorbers | Years
| l) Weight of complete circuit breaker assembly | Kg
m) Material of circuit breaker enclosure
1.41 | Voltage withstand V/S time graph enclosed | Yes/No
1.42 | INSULATORS:
a) Make
b) Type
c) Descriptive pamphlet No.
| d) Weight | Kg
e) Insulation class
| f) One minute dry power frequency withstand voltage | kV (rms)
| g) Flashover voltage | kV
| h) Full wave impulse withstand voltage | kV (peak)
| i) Switching surge withstand voltage | kV (peak)
| j) Puncture value of insulator in SF6 gas | kV
k) Gas barrier
| - Design bursting pressure | Gauge bar
| - Routine test pressure | Gauge bar
| - Arcing test 3 Sec. | kA
1.43 | General outline drawing enclosed, No.
1.44 | Type of operating mechanism pneumatic/ hydraulic/spring charged
1.45 | Spring charging mechanism
a) Spring charging motor
| i. Rated voltage | V
| ii. Rating | Watts
| iii. Speed | RPM
iv. Class of insulation
| v. Satisfactory operation of spring charging motor between 80%-110% of rated voltage | Yes/No
| vi. Time required to charge spring from fully discharged condition | Sec.
vii. Overload and short circuit protection particulars
| b) Is provision made for immediate charging of closing spring after a closure | Yes/No
| c) Adequate spring reserve for one O-C-O operation without intentional time delay | Yes/No
| d) Mechanical indication for spring charged/discharged condition provided | Yes/No
| e) Whether slow closing/opening is feasible for maintenance testing | Yes/No
f) No. of close-open operations possible after failure of Auxiliary supply
1.46 | Pneumatically operated mechanism and compressed air system
a) Pneumatic operating system
| i. Pressure switches for monitoring air pressure provided | Yes/No
| ii. Minimum air pressure required for closing | Kg/cm2
| iii. Minimum air pressure required for tripping | Kg/cm2
| iv. Maximum air pressure the local air receiver can withstand | Kg/cm2
| v. Setting of low pressure switch | Kg/cm2
| vi. Setting of high pressure switch | Kg/cm2
vii. No. of potential free contacts on each pressure switch
| viii. Pressure at which local receiver safety valve opens | Kg/cm2
| ix. Capacity of local reservoir | Liters
b) Compressed air system:
i. Unit or centralised
ii. Air compressor capacity
| iii. Rated pressure | M3/hr
| iv. Pressure at which central receiver safety valve opens | Kg/cm2
| v. Compressor operation starts at pressure | Kg/cm2
| vi. Compressor operation stops at pressure | Kg/cm2
vii. Time for air compressor to charge central storage reservoirs
| - From atmospheric to pressure indicated in item-v above | Minutes
| - From pressure indicated in item-v to item-vi above | Minutes
| viii. Compressor motor details enclosed | Yes/No
| ix. Control scheme drawing enclosed | Yes/No
| x. Control panel with complete auto start-stop controls, protection and interlocks provided | Yes/No
| xi. Piping bus scheme provided as required, complete with piping valves, supports, bends etc. included to make compressed air system complete | Yes/No
| xii. Calculation for compressed air system sizing including compressors piping and receivers enclosed | Yes/No
xiii. Compressor air pipe
- Material
| - Size | mm
c) No. of close-open operations possible after failure of ‘AC’ supply
1.47 | Hydraulic operating mechanism
a) Operating mechanism pressure
| i. Nominal | Kg/cm2
| ii. Maximum | Kg/cm2
| iii. Alarm level (pump up) | Kg/cm2
| iv. Breaker block level | Kg/cm2
b) No. of stored close-open operations from nominal to “Breaker Block” pressure
c) Reduction in pressure
| i. “Close” operation | Kg/cm2
| ii. “Open” operation | Kg/cm2
d) No. of close-open operations possible after failure of ‘AC’ supply to the motor
| e) Hand pump-set for emergency operation provided | Yes/No
1.48 | Whether all type test reports as per latest relevant IEC standards are enclosed? | Yes/No
1.49 | Whether all routine/acceptance tests as per latest relevant standards will be carried out on each circuit breaker | Yes/No
1.5 | a) Whether breaker construction suitable for uprating later | Yes/No
b) If yes, feasibility and extent of uprating possible
1.51 | a) Linking mechanism for single pole units | For closing / For tripping
Electrical
Mechanical
Pneumatic
Hydraulic
Any other
b) Details of construction of linking mechanism components like operating rod:
Material
Material specification
Fluid used
Pressure
1.52 | Auxiliary supply for heaters
| a) AC voltage supply | Volts
| b) Total power required | Watts
1.53 | Auxiliary contacts
a) Type
i. NO
ii. NC
iii. Make before break
| b) Continuous current carrying capacity | A
| c) Breaking capacity at 220 V DC | A
| d) Rated voltage | V
1.54 | Limit switch contacts
| a) Continuous current carrying capacity | A
| b) Breaking capacity at 220 V DC | A
| c) Rated voltage | V
2 | HIGH VOLTAGE DISCONNECT SWITCHES (ISOLATORS) AND EARTH SWITCHES:
These details shall be separately furnished for 245 kV & 72.5 KV (a)Isolators, (b) high speed motor operated earth switches and (c) hand operated maintenance earth switches:
| (a)Isolators: |  | 66kV
2.1 | Makers name and country of manufacture
2.2 | Manufacturers type and designation
2.3 | Reference Standards
2.4 | Rated voltage | kV
2.5 | Maximum design voltage at which the isolator can operate | kV
2.6 | Frequency | Hz
2.7 | Derating factor, if any, for specified site condition
2.8 | Mechanical endurance class of Isolators M2 | Yes/No
2.9 | Class of Electrical endurance for earthing Switches
i. For high speed earthing switch with short circuit making capability.
| a. E1 | Yes/No
| b. E2 | Yes/No
ii. For Maintenance earthing switches
| a. E0 | Yes/No
2.1 | Current rating:
| a) Continuous at site condition | A
| b) Dynamic | KA
| c) One second | KA
| d) Three second | KA
e) Fault making capability(for earth switches)
| - 10 Cycle | KA
| - 1 Sec. | KA
| - 3 Sec. | KA
211 | a) Maximum temperature of current carrying parts when carrying rated current continuously | 0C
| b) Ambient temperature (Maximum/Average) for which (a) is applicable | 0C
c) Maximum temperature of current carrying parts after carrying 40 KA current for
| i. 1 Sec. | 0C
| ii. 3 Sec. | 0C
2.12 | a) Short circuit type test certificates or reports No.
| b) Whether (a) is enclosed | Yes/No
2.13 | Insulation tests:
a) One minute power frequency withstand voltage:
| i. Across the isolating distance | KV
| ii. To earth and between poles | KV
b) 1.2 x 50 microsecond impulse withstand voltage (+ or – polarity):
| i. Across the isolating distance | KV (peak)
| ii. To earth and between poles | KV (peak)
2.14 | Contacts and material of current carrying parts:
a) Type of main and arcing contacts.
b) Material of contacts
i. Main
ii. Arcing
c)
i. Whether contacts are silver faced
ii. Thickness of silver facing
d) Material used for current carrying parts
e) Size & thickness of contacts
2.15 | Rated switching capacity:
| a) Capacity to interrupt magnetizing current (at p.f.) | A
| b) Capacity to interrupt line charging current (at p.f.) | A
| c) Rated making current | A
| d) Capacity to switch power transformer | A
| e) Transformer in rush current making capacity | A
| f) Capacity to energize GIS bus length | M
| g) Capacity to de-energize GIS bus length | M
2.16 | Operating time:
| a) Opening time | ms
| b) Total opening time | ms
| c) Closing time | ms
| d) Charging time | ms
2.17 | Clearance:
| a) Between poles | mm
| b) Between live parts and earth | mm
c) Between live parts when the switch is open
| i. On the same pole | mm
| ii. Between adjacent poles | mm
2.18 | Type of interlocks
2.19 | a) Torque required to operate the moor operated isolator | Kg-m
| b) Torque required to manually operate the isolators, high speed earth switches and maintenance earth switches | Kg-m
2.2 | Speed of make and break
2.21 | Over travel distance after contact made
2.22 | Number of auxiliary switches:
a) N.O. type “a”
b) N.C. type “b”
c) Make before break type
| d) Rated voltage | V
| e) Rated continuous current | A
| f) Breaking capacity at rated voltage | A
2.23 | Number of fault closing operations at rated short circuit current before:
a) Maintenance is required
b) Deterioration of dielectric withstand voltage occurs
2.24 | Gauge pressure of SF6 gas at 200C
| a) Rated pressure | bar
| b) Absolute pressure (gauge) | bar
| c) Minimum pressure at rated kV | bar
| d) Maximum safe pressure | bar
| e) Lo-pressure alarm | bar
| f) Very-lo pressure alarm | bar
| g) Over pressure alarm | bar
h) Type of relief device (diaphragm etc)
| i) Absorbent device for gas decomposition products provided (if yes, type & quantity) | Yes/No
| j) Moisture absorbent device type & quantity | Kg
| k) Enclosure design pressure | bar
| l) Enclosure test pressure | bar
| m) Enclosure over pressure device operating pressure | bar
| n) Quantity of SF6 gas in the enclosure | Kg
| o) Total weight of Isolator / Earth switch assembly | Kg
2.25 | Provision for verifying contact position
2.26 | Viewing ports provided | Yes/No
2.27 | Insulator data
a) Type
| b) Torsional strength | Kg m
| c) Cantilever strength upright | Kg
| d) Power frequency dry flash-over voltage | KV
| e) Power frequency wet flash-over voltage | KV
| f) Impulse flash-over positive wave(1.2x50us) | KV (peak)
| g) Impulse withstand (1.2x50us) | KV (peak)
| h) Power frequency puncture voltage | KV
2.28 | a) Manual earth switch bushing insulator data
| i. Power frequency flashover voltage | KV (rms)
| ii. Impulse flash over voltage | KV (peak)
b) High speed earth switch bushing insulator data
| i. Power frequency flash over voltage | KV (rms)
| ii. Impulse flash over voltage | KV (peak)
2.29 | Switch design:
a) Rotating/tilting/lifting
b) Horizontal/Vertical break
2.3 | Operating mechanism
Manual/Pneumatic/Motor
(b) high speed motor operated earth switches:
2.1 | Makers name and country of manufacture
2.2 | Manufacturers type and designation
2.3 | Reference Standards
2.4 | Rated voltage | kV
2.5 | Maximum design voltage at which the isolator can operate | kV
2.6 | Frequency | Hz
2.7 | Derating factor, if any, for specified site condition
2.8 | Current rating:
| a) Continuous at site condition | A
| b) Dynamic | KA
| c) One second | KA
| d) Three second | KA
e) Fault making capability(for earth switches)
| - 10 Cycle | KA
| - 1 Sec. | KA
| - 3 Sec. | KA
2.9 | a) Maximum temperature of current carrying parts when carrying rated current continuously | 0C
| b) Ambient temperature (Maximum/Average) for which (a) is applicable | 0C
c) Maximum temperature of current carrying parts after carrying 40 KA current for
| i. 1 Sec. | 0C
| ii. 3 Sec. | 0C
2.1 | a) Short circuit type test certificates or reports No.
| b) Whether (a) is enclosed | Yes/No
2.11 | Insulation tests:
a) One minute power frequency withstand voltage:
| i. Across the isolating distance | KV
| ii. To earth and between poles | KV
b) 1.2 x 50 microsecond impulse withstand voltage (+ or – polarity):
| i. Across the isolating distance | KV (peak)
| ii. To earth and between poles | KV (peak)
2.12 | Contacts and material of current carrying parts:
a) Type of main and arcing contacts.
b) Material of contacts
i. Main
ii. Arcing
c)
i. Whether contacts are silver faced
ii. Thickness of silver facing
d) Material used for current carrying parts
e) Size & thickness of contacts
2.13 | Rated switching capacity:
| a) Capacity to interrupt magnetizing current (at p.f.) | A
| b) Capacity to interrupt line charging current (at p.f.) | A
| c) Rated making current | A
| d) Capacity to switch power transformer | A
| e) Transformer in rush current making capacity | A
| f) Capacity to energize GIS bus length | M
| g) Capacity to de-energize GIS bus length | M
2.14 | Operating time:
| a) Opening time | ms
| b) Total opening time | ms
| c) Closing time | ms
| d) Charging time | ms
2.15 | Clearance:
| a) Between poles | mm
| b) Between live parts and earth | mm
c) Between live parts when the switch is open
| i. On the same pole | mm
| ii. Between adjacent poles | mm
2.16 | Type of interlocks
2.17 | a) Torque required to operate the moor operated isolator | Kg-m
| b) Torque required to manually operate the isolators, high speed earth switches and maintenance earth switches | Kg-m
2.18 | Speed of make and break
2.19 | Over travel distance after contact made
2.2 | Number of auxiliary switches:
a) N.O. type “a”
b) N.C. type “b”
c) Make before break type
| d) Rated voltage | V
| e) Rated continuous current | A
| f) Breaking capacity at rated voltage | A
2.21 | Number of fault closing operations at rated short circuit current before:
a) Maintenance is required
b) Deterioration of dielectric withstand voltage occurs
2.22 | Gauge pressure of SF6 gas at 200C
| a) Rated pressure | bar
| b) Absolute pressure (gauge) | bar
| c) Minimum pressure at rated kV | bar
| d) Maximum safe pressure | bar
| e) Lo-pressure alarm | bar
| f) Very-lo pressure alarm | bar
| g) Over pressure alarm | bar
h) Type of relief device (diaphragm etc)
| i) Absorbent device for gas decomposition products provided (if yes, type & quantity) | Yes/No
| j) Moisture absorbent device type & quantity | Kg
| k) Enclosure design pressure | bar
| l) Enclosure test pressure | bar
| m) Enclosure over pressure device operating pressure | bar
| n) Quantity of SF6 gas in the enclosure | Kg
| o) Total weight of Isolator / Earth switch assembly | Kg
2.23 | Provision for verifying contact position
2.24 | Viewing ports provided | Yes/No
2.25 | Insulator data
a) Type
| b) Torsional strength | Kg m
| c) Cantilever strength upright | Kg
| d) Power frequency dry flash-over voltage | KV
| e) Power frequency wet flash-over voltage | KV
| f) Impulse flash-over positive wave(1.2x50us) | KV (peak)
| g) Impulse withstand (1.2x50us) | KV (peak)
| h) Power frequency puncture voltage | KV
2.26 | a) Manual earth switch bushing insulator data
| i. Power frequency flashover voltage | KV (rms)
| ii. Impulse flash over voltage | KV (peak)
b) High speed earth switch bushing insulator data
| i. Power frequency flash over voltage | KV (rms)
| ii. Impulse flash over voltage | KV (peak)
2.27 | Switch design:
a) Rotating/tilting/lifting
b) Horizontal/Vertical break
2.28 | Operating mechanism
Manual/Pneumatic/Motor
(c) Hand operated maintenance earth switches:
2.1 | Makers name and country of manufacture
2.2 | Manufacturers type and designation
2.3 | Reference Standards
2.4 | Rated voltage | kV
2.5 | Maximum design voltage at which the isolator can operate | kV
2.6 | Frequency | Hz
2.7 | Derating factor, if any, for specified site condition
2.8 | Current rating:
| a) Continuous at site condition | A
| b) Dynamic | KA
| c) One second | KA
| d) Three second | KA
e) Fault making capability(for earth switches)
| - 10 Cycle | KA
| - 1 Sec. | KA
| - 3 Sec. | KA
2.9 | a) Maximum temperature of current carrying parts when carrying rated current continuously | 0C
| b) Ambient temperature (Maximum/Average) for which (a) is applicable | 0C
c) Maximum temperature of current carrying parts after carrying 40 KA current for
| i. 1 Sec. | 0C
| ii. 3 Sec. | 0C
2.1 | a) Short circuit type test certificates or reports No.
| b) Whether (a) is enclosed | Yes/No
2.11 | Insulation tests:
a) One minute power frequency withstand voltage:
| i. Across the isolating distance | KV
| ii. To earth and between poles | KV
b) 1.2 x 50 microsecond impulse withstand voltage (+ or – polarity):
| i. Across the isolating distance | KV (peak)
| ii. To earth and between poles | KV (peak)
2.12 | Contacts and material of current carrying parts:
a) Type of main and arcing contacts.
b) Material of contacts
i. Main
ii. Arcing
c)
i. Whether contacts are silver faced
ii. Thickness of silver facing
d) Material used for current carrying parts
e) Size & thickness of contacts
2.13 | Rated switching capacity:
| a) Capacity to interrupt magnetizing current (at p.f.) | A
| b) Capacity to interrupt line charging current (at p.f.) | A
| c) Rated making current | A
| d) Capacity to switch power transformer | A
| e) Transformer in rush current making capacity | A
| f) Capacity to energize GIS bus length | M
| g) Capacity to de-energize GIS bus length | M
2.14 | Operating time:
| a) Opening time | ms
| b) Total opening time | ms
| c) Closing time | ms
| d) Charging time | ms
2.15 | Clearance:
| a) Between poles | mm
| b) Between live parts and earth | mm
c) Between live parts when the switch is open
| i. On the same pole | mm
| ii. Between adjacent poles | mm
2.16 | Type of interlocks
2.17 | a) Torque required to operate the moor operated isolator | Kg-m
| b) Torque required to manually operate the isolators, high speed earth switches and maintenance earth switches | Kg-m
2.18 | Speed of make and break
2.19 | Over travel distance after contact made
2.2 | Number of auxiliary switches:
a) N.O. type “a”
b) N.C. type “b”
c) Make before break type
| d) Rated voltage | V
| e) Rated continuous current | A
| f) Breaking capacity at rated voltage | A
2.21 | Number of fault closing operations at rated short circuit current before:
a) Maintenance is required
b) Deterioration of dielectric withstand voltage occurs
2.22 | Gauge pressure of SF6 gas at 200C
| a) Rated pressure | bar
| b) Absolute pressure (gauge) | bar
| c) Minimum pressure at rated kV | bar
| d) Maximum safe pressure | bar
| e) Lo-pressure alarm | bar
| f) Very-lo pressure alarm | bar
| g) Over pressure alarm | bar
h) Type of relief device (diaphragm etc)
| i) Absorbent device for gas decomposition products provided (if yes, type & quantity) | Yes/No
| j) Moisture absorbent device type & quantity | Kg
| k) Enclosure design pressure | bar
| l) Enclosure test pressure | bar
| m) Enclosure over pressure device operating pressure | bar
| n) Quantity of SF6 gas in the enclosure | Kg
| o) Total weight of Isolator / Earth switch assembly | Kg
2.23 | Provision for verifying contact position
2.24 | Viewing ports provided | Yes/No
2.25 | Insulator data
a) Type
| b) Torsional strength | Kg m
| c) Cantilever strength upright | Kg
| d) Power frequency dry flash-over voltage | KV
| e) Power frequency wet flash-over voltage | KV
| f) Impulse flash-over positive wave(1.2x50us) | KV (peak)
| g) Impulse withstand (1.2x50us) | KV (peak)
| h) Power frequency puncture voltage | KV
2.26 | a) Manual earth switch bushing insulator data
| i. Power frequency flashover voltage | KV (rms)
| ii. Impulse flash over voltage | KV (peak)
b) High speed earth switch bushing insulator data
| i. Power frequency flash over voltage | KV (rms)
| ii. Impulse flash over voltage | KV (peak)
2.27 | Switch design:
a) Rotating/tilting/lifting
b) Horizontal/Vertical break
2.28 | Operating mechanism
Manual/Pneumatic/Motor
3 | VOLTAGE TRANSFORMERS:
| These details shall be furnished separately for 245 kV & 72.5 KV voltage transformers |  | 66kV
3.1 | Makers name & country of manufacture
3.2 | Applicable standard
3.3 | Type of VTs
3.4 | Number of VTs
3.5 | Insulation withstand level
| a) Impulse withstand voltage 1.2/50 micro sec.wave | KV (peak)
| b) One minute power frequency withstand voltage | KV (rms)
3.6 | Number of secondary windings for each VT
3.7 | Rated primary voltage | KV
3.8 | Rated secondary voltage | V
3.9 | Rated VA burden for each secondary winding | VA
3.1 | Rated power factor
3.11 | Accuracy class for each secondary winding
3.12 | Method of connection
a) Primary winding
b) Each secondary winding
3.13 | Rated voltage factor
a) Continuous
b) For 30 seconds
3.14 | Maximum temperature rise of windings at 110% excitation and rated burden, when referred to specified ambient temperature | 0C
3.15 | a) Type of insulation (SF-6 foil insulation or cast resin)
b) Class of insulation of windings
3.16 | Gauge pressure of SF6 gas at 200C
| a) Rated pressure | bar
| b) Absolute pressure (gauge) | bar
| c) Minimum pressure at rated kV | bar
| d) Maximum safe pressure | bar
| e) Lo-pressure alarm | bar
| f) Very-lo pressure alarm | bar
| g) Over pressure alarm | bar
| h) Type of relief device (diaphragm etc) | Yes/No
| i) Absorbent device for gas decomposition products provided (if yes, type & quantity) | Kg
| j) Moisture absorbent device type & quantity | Kg
| k) Enclosure design pressure | Bar
| l) Enclosure test pressure | Bar
| m) Enclosure over pressure device operating pressure | bar
| n) Quantity of SF6 gas in the enclosure | Kg
| o) Total weight of VT assembly | Kg
3.17 | Transient response (if applicable)
3.18 | Details of high speed switch (es) on secondary winding (alternative to fuses)
a) Make and type
b) Rating
c) Relay make and type
| d) Relay coil rating | Amp.
e) Details of operating mechanism
3.19 | Time of discharging of power cables | Sec
3.2 | Descriptive manual enclosed with Bid | Yes/No
3.21 | Complete list of tests proposed by the manufacturer at works & site
3.22 | Type test certificates enclosed | Yes/No
3.23 | Dielectric testing at site is proposed to be carried out through VTs | Yes/No
3.24 | Continuous, 5 Minute and short time rating of primary and secondary winding of VTs | Amp / At 5% rated voltage & rated voltage factor / At 2% rated voltage
3.25 | a) % voltage (ratio) error
b) Phase displacement
3.26 | Capacitive discharge capability of the VT
3.27 | Material of winding primary & secondary
3.28 | Material and minimum thickness of VT enclosure
4 | CURRENT TRANSFORMERS:
| These details shall be furnished separately for 245 kV & 72.5 KV current transformers for all ratios: |  | 66kV
4.1 | Applicable standards
4.2 | Type of CTs
4.3 | Number of CTs
4.4 | Insulation withstand level
| a) Impulse withstand voltage 1.2/50 micro second wave | KV (peak)
| b) One minute power frequency withstand voltage | KV (rms)
4.5 | Number of cores per CT
4.6 | Rated primary current for each core | A
4.7 | Rated secondary current | A
4.8 | a) Ratio taps for each core
| b) Whether it is possible to adjust tap setting of any core independent of other cores | Yes/No
4.9 | Turns ratio for each core
4.1 | Application of each core
4.11 (A) | For Relaying Cores (PS Class):
(Data shall be furnished for all ratio taps. Bidder shall furnish data against sub-items as may be applicable for that particular core)
Ratio I:
a) Accuracy class
| b) Rated burden | VA
c) Accuracy Limit Factor
| d) Minimum knee point voltage Vk | Volts
| e) Maximum excitation current at half the knee point voltage | mA
| f) Maximum secondary resistance | Ohms
Ratio II:
a) Accuracy class
| b) Rated burden | VA
c) Accuracy Limit Factor
| d) Minimum knee point voltage Vk | Volts
| e) Maximum excitation current at half the knee point voltage | mA
| f) Maximum secondary resistance | Ohms
Ratio III:
a) Accuracy class
| b) Rated burden | VA
c) Accuracy Limit Factor
| d) Minimum knee point voltage Vk | Volts
| e) Maximum excitation current at half the knee point voltage | mA
| f) Maximum secondary resistance | Ohms
Ratio IV:
a) Accuracy class
| b) Rated burden | VA
c) Accuracy Limit Factor
| d) Minimum knee point voltage Vk | Volts
| e) Maximum excitation current at half the knee point voltage | mA
| f) Maximum secondary resistance | Ohms
Ratio V:
a) Accuracy class
| b) Rated burden | VA
c) Accuracy Limit Factor
| d) Minimum knee point voltage Vk | Volts
| e) Maximum excitation current at half the knee point voltage | mA
| f) Maximum secondary resistance | Ohms
4.11 (B) | For Relaying cores (5P20 class):
(Data shall be furnished for all ratio taps. Bidder shall furnish data against sub-items as may be applicable for that particular core)
Ratio I:
a) Accuracy class
| b) Rated burden | VA
c) Accuracy Limit Factor
| d) Minimum knee point voltage Vk | Volts
| e) Maximum excitation current at half the knee point voltage | mA
| f) Maximum secondary resistance | Ohms
Ratio II:
a) Accuracy class
| b) Rated burden | VA
c) Accuracy Limit Factor
| d) Minimum knee point voltage Vk | Volts
| e) Maximum excitation current at half the knee point voltage | mA
| f) Maximum secondary resistance | Ohms
Ratio III:
a) Accuracy class
| b) Rated burden | VA
c) Accuracy Limit Factor
| d) Minimum knee point voltage Vk | Volts
| e) Maximum excitation current at half the knee point voltage | mA
| f) Maximum secondary resistance | Ohms
Ratio IV:
a) Accuracy class
| b) Rated burden | VA
c) Accuracy Limit Factor
| d) Minimum knee point voltage Vk | Volts
| e) Maximum excitation current at half the knee point voltage | mA
| f) Maximum secondary resistance | Ohms
Ratio V:
a) Accuracy class
| b) Rated burden | VA
c) Accuracy Limit Factor
| d) Minimum knee point voltage Vk | Volts
| e) Maximum excitation current at half the knee point voltage | mA
| f) Maximum secondary resistance | Ohms
4.12 | For metering cores:
(Data shall be furnished for all ratio taps)
Ratio I:
a) Accuracy class
| b) Rated burden | VA
c) Rated power factor
d) Instrument security factor
Ratio II:
a) Accuracy class
| b) Rated burden | VA
c) Rated power factor
d) Instrument security factor
Ratio III:
a) Accuracy class
| b) Rated burden | VA
c) Rated power factor
d) Instrument security factor
Ratio IV:
a) Accuracy class
| b) Rated burden | VA
c) Rated power factor
d) Instrument security factor
Ratio V:
a) Accuracy class
| b) Rated burden | VA
c) Rated power factor
d) Instrument security factor
4.13 | Short time thermal current rating
| a) Current | kA
| b) Rated time | Sec
4.14 | Dynamic current rating | kA (peak)
4.15 | Maximum temperature rise of windings at rated primary current and rated burden, when referred to specified ambient temperature | 0C
4.16 | a) Type of insulation (SF6 foil or cast resin)
b) Class of insulation of windings
4.17 | Magnetization characteristics: Mfr’s dwg. No.
4.18 | Recommended setting of protective device (spark gap, etc) | mm
4.19 | Gap setting flashover characteristics Manufacturers drawing No.
4.2 | Secondary impedance value | Ohms
4.21 | In case of ring type CTs whether it is possible to remove the CT without affecting / dismantling the adjacent compartment | Yes/No
4.22 | Gauge pressure of SF6 gas at 200C
| a) Rated pressure | bar
| b) Absolute pressure (gauge) | bar
| c) Minimum pressure at rated kV | bar
| d) Maximum safe pressure | bar
| e) Lo-pressure alarm | bar
| f) Very-lo pressure alarm | bar
| g) Over pressure alarm | bar
h) Type of relief device (diaphragm etc)
| i) Absorbent device for gas decomposition products provided (if yes, type & quantity) | Yes/No (Kg)
| j) Moisture absorbent device type & quantity | Kg
| k) Enclosure design pressure | bar
| l) Enclosure test pressure | bar
| m) Enclosure over pressure device operating pressure | bar
| n) Quantity of SF6 gas in the enclosure | Kg
| o) Total weight of CT | Kg
4.23 | Complete list of tests proposed by the Manufacturer at works and site enclosed | Yes/No
4.24 | Type test certificates for each type of CTs enclosed | Yes/No
4.25 | Current error
4.26 | Phase displacement error
4.27 | Material of primary & secondary winding
5 | LIGHTNING ARRESTERS:
| These details shall be furnished separately for LAs for 245 kV & 72.5 KV GIS |  | 66kV
5.1 | Maker’s name
5.2 | Country of manufacture
5.3 | Manufacturers type designation
5.4 | Applicable standards
5.5 | Arrester class and type
5.6 | Rated arrester voltage | KV
5.7 | Rated frequency | Hz
5.8 | a) Nominal discharge current (8/20 micro second wave) | KA
| b) Minimum discharge capability | KJ/kV
5.9 | Power frequency over voltage withstand capability voltage for:
| a) 30 Sec. | KV (rms)
| b) 1 min. | KV (rms)
| c) Continuous | KV (rms)
5.1 | Maximum residual voltage at nominal discharge current | KV (rms)
5.11 | Discharge voltage at 5 KA discharge current | KV (rms)
5.12 | Discharge voltage at 10 KA discharge current | KV (peak)
5.13 | Discharge voltage at 20 KA discharge current | KV (peak)
5.14 | Minimum residual voltage of arrester | KV (rms)
5.15 | Impulse current withstand
| a) High current short duration (4/10 Micro Second wave) | KA (peak)
| b) Low current long duration | A (peak)
| c) Virtual duration of rectangular wave | Micro-sec.
5.16 | One minute power frequency (dry) withstand voltage of arrester housing | KV (rms)
5.17 | Impulse withstand test voltage of arrester housing with 1.2/50 Micro Second wave | KV (peak)
5.18 | Total height of the arrester | mm
5.19 | Total weight of complete arrester including enclosure and gas | Kg
5.2 | Pressure relief class (as per IEC 99)
5.21 | a) Range of milli-ammeter provided for leakage current measurement | mA
b) Type and make of above
5.22 | Drawings/information submitted with the bid
5.23 | Explosion proof/non-explosion proof
5.24 | Surge monitor provided | Yes/No
5.25 | Grading shields provided | Yes/No
5.26 | Whether type test reports are enclosed | Yes/No
5.27 | Volt/time characteristic enclosed | Yes/No
5.28 | Complete list of routine acceptance tests which will be carried out on the arresters enclosed | Yes/No
5.29 | VENDOR agreeable to carry residual voltage test at the nominal discharge current | Yes/No
5.3 | Gauge pressure of SF6 gas at 200C
| a) Rated pressure | bar
| b) Absolute pressure (gauge) | bar
| c) Minimum pressure at rated kV | bar
| d) Maximum safe pressure | bar
| e) Lo-pressure alarm | bar
| f) Very-lo pressure alarm | bar
| g) Over pressure alarm | bar
h) Type of relief device (diaphragm etc)
| i) Absorbent device for gas decomposition products provided (if yes, type & quantity) | Yes/No (Kg)
| j) Moisture absorbent device type & quantity | Kg
| k) Enclosure design pressure | bar
| l) Enclosure test pressure | bar
| m) Enclosure over pressure device operating pressure | bar
| n) Quantity of SF6 gas in the enclosure | Kg
| o) Total weight of LA assembly | Kg
5.31 | Material and minimum thickness of LA enclosure
6 | SF6 BUS DUCTS:
Following data shall be furnished separately for a) 245 kV GIS, 245 kV interconnection between transformer/UG cable/Over headline and 245 kV GIS. b) 66 KV GIS, 66 kV interconnection between 220/66 KV transformer and 66 KV GIS and 66 KV interconnection between 66/11 KV transformer & 66 KV GIS.
(a) GIS
6.1 | Equipment Rating
| a) Nominal Operating Voltage | kV
| b) Highest Operating Voltage | kV
| c) Basic Impulse Insulation Level | kV (peak)
| d) Frequency | Hz
| e) Bus rating (continuous) at 200C ambient | Amps
| f) Rated short time current (3 sec) | KA (rms)
| g) 1 min. power frequency withstand voltage | kV
| h) Impulse withstand voltage 1.2/50 Micro Sec. wave | kV (peak)
| i) Switching surge withstand voltage | kV (peak)
| j) Maximum permissible operating temperature of current carrying parts (above ambient 450C) | 0C
k) Temperature rise of enclosure at rated current (for site condition and above 450C ambient) for
| i. Indoors | 0C
| ii. Outdoors | 0C
iii. State assumptions on which calculations are based
l) Maximum safe continuous current that can be carried at site condition at:
| i. 200C Ambient | A
| ii. 300C Ambient | A
| iii. 400C Ambient | A
| iv. 450C Ambient | A
| v. Limiting factors and the empirical relationship used to calculate these current ratings | Yes/No
| m) Maximum temperature (Hot spot) of conductor while carrying rated current at maximum ambient temperature | 0C
| n) Maximum temperature (Hot spot) of enclosure at rated current at maximum ambient temperature | 0C
o) Temperature of conductor when rated short circuit current is carried for three seconds when short circuit occurs at maximum operating temperature
NOTE: Calculations to be furnished for the above.
6.2 | Gauge pressure of SF6 gas at 200C
| a) Nominal SF6 pressure | Bar
| b) Maximum SF6 pressure | Bar
| c) “Gas Refill” level | Bar
| d) “Breaker Block” level | Bar
| e) “Zone Trip” level | Bar
| f) “Over Pressure” alarm level | Bar
| g) Maximum permissible moisture content of SF6 gas | ppm by wt.
h) Maximum leakage rate per year at nominal pressure
| i. For complete station | %
| ii. For single gas compartment | %
| i) Amount of SF6 gas required to completely charge the complete installation including any tank storage system (please indicate separately for both the packages) | kg
| j) Amount of SF6 gas required for largest gas compartment | kg
| k) Design pressure of the enclosure | bar
| l) Routine test pressure of the enclosure | bar
| m) Test pressure of the enclosure | bar
6.3 | Pressure Relief Device (s)
| a) Rupturing Pressure (gauge) | Bar
| b) Time to rupture, smallest section | Seconds
c) Quantity and location on each section
d) Construction material of diaphragm
| e) Write-up on features adopted for preventing burn through in the various enclosures, enclosed | Yes/No
6.4 A | Lengths & accessories of exit bus ducts considered in the layout proposed by the BIDDER (please indicate separately for interconnections with Over headline/UG cable/ transformers) | For 220kV Over Head Tr. line/UG cable | On 66 KV side
on 66kv side for each transformer
a) Straight lengths
b) Bends
c) Bellows
d) Interface with transformer bay SF6 to air bushing
e) SF6 gas to air bushings for line bay
6.5 | Design Data
| a) Capacitance per meter bus duct | pf
b) Resistance/meter/phase at 200C
| i. Conductor | Ohm
| ii. Enclosure | Ohm
| c) Inductance reactance / meter / phase at 200C | Ohm
| d) i. Surge impedance of the enclosed bus | Ohm
| ii. Description of methods and calculations used to determine surge impedance and capacitance enclosed | Yes/No
e) Electrical Resistance at 200C of
| i. Bus enclosure | Ohms/mtr
| ii. Conductor | Ohms/mtr
| f) Maximum potential rise of enclosure at short circuit current | V
g) Maximum power loss per single phase meter at 200C
| i. Enclosure | W
| ii. Conductor | W
| iii. Total | W
h) Total maximum power loss at 200C (please give basis and detailed calculation with method for verifying losses)
| i. Complete 245 kV & 72.5 KV GIS | W
| ii. 245 KV & 72.5 KV Interconnection | W
| iii. Total 245 kV & 72.5 KV GIS including Transformer/over headline/UG cable exit bus duct | W
| i) Weight per single phase meter of bus duct (Exit bus duct) | Kg
| j) Weight per three phase meter of bus duct (main bus duct) | Kg
| k) Maximum unsupported span between supports (for main & exit bus ducts respectively) | m
| l) Allowable tolerance in height of support platform | mm
m) Insulator material
n) Conductor
i. Material (state alloy)
| ii. Cross sectional area | Sq.mm
iii. Minimum unsupported span
iv. Shape
o) Enclosure
i. Material (state alloy)
| ii. Outer diameter (OD) | mm
| iii. Thickness | mm
iv. Finish of interior of pressurized bus duct enclosure
| v. Vacuum withstand capacity of various types of enclosures | m bar
f) Paint shade of exterior surface
p) Elbow
| i. Outer diameter (if spherical) | mm
| ii. Thickness | mm
| iii. No. of standard angles employed | mm
| q) Weight of each assembled bay, separately | Kg
| r) Distance between phase centre lines | mm
s) Maximum electrical stress
| i. SF6 gas | kV/mm
| ii. Insulator | kV/mm
t) Material used in fabricating the following:
i. Breaker contacts
ii. Disconnecting switch surfaces
iii. Grounding switch surfaces
iv. Internal bus
v. Internal bus contact surfaces
vi. Bus enclosure
u) Description of technique used to control thermal expansion in:
i. Conductor
ii. Enclosure
| v) v) Maximum length of single phase exit bus duct gas compartment (for 245 kV GIS & 72.5 KV GIS) | m
| w) Total weight of gas in this compartment | kg
| x) Total weight of largest sized compartment | kg
| y) y) Maximum length of single/three phase gas compartment (for main bus bar of 245 kV GIS & 72.5 KV GIS) | m
| z) Total weight of gas in this compartment | kg
| aa) Total weight of largest sized compartment | kg
ab) Whether field connection of enclosure sections are made by means of bolting or welding (in case of welding specify the extent of field welding and the procedure which VENDOR proposes to adopt at site)
| ac) Extra paint for retouching up at field included in the supply | Yes/No
ad) Describe method of particle control employed
ae) Are shipping sections completely assembled lengths of bus duct Drawings, supporting this data and clearly illustrating the construction of the bus duct compartments, shall be submitted with the bid.
7 | SF6 GAS TO AIR BUSHING (To be connected to transformer / 220kV Overhead Lines)
Following data shall be furnished separately for 220/66 KV Transformer and 66/11 KV Transformer.
7.1 | Make
7.2 | Type (OIP/RIP etc)
7.3 | Weight | Kg
7.4 | Transport dimensions
7.5 | Height above ground level required to remove bushings
7.6 | Insulation class
7.7 | Current rating
| a) Continuous at an ambient of 450C | Amps
| b) Short time (3 Sec) | Amps
7.8 | SF6 gas service pressure (gauge) | Bars
7.9 | Design pressure (gauge) | Bars
7.1 | Test pressure (gauge) | Bars
7.11 | Bursting pressure (gauge) | Bars
7.12 | Permissible leakage rate at rated differential pressure, per year
| a) 1 bar | Mltr/Year
| b) Rated pressure | Mltr/Year
7.13 | One minute dry & wet power frequency withstand voltage | kV (rms)
7.14 | Flashover voltage | kV
7.15 | Full wave impulse withstand voltage | kV (peak)
7.16 | Switching surge withstand voltage | kV (peak)
7.17 | Very Fast Transient Over voltage (Peak & Duration) | kV/n sec.
7.18 | Corona discharge voltage | kV
7.19 | Partial discharge extinction voltage (p.d. level less than 10 p.c) | kV
7.2 | Creepage distance
| - Total | mm
| - Protected at 900 | mm
7.21 | Permissible safe cantilever loading on installed bushing | Kg
7.22 | Nature of dielectric medium employed in the bushing | Kg
7.23 | Volume of insulating medium per bushing
7.24 | Material of bushing terminal clamp
7.25 | Temperature range
| a) SF6 gas side | 0C
| b) Transformer side | 0C
7.26 | Maximum oil pressure in bushing gauge | Bar
7.27 | Mounting position | Deg from vertical position
7.28 | Distance of bushing axis to grounded transformer wall under oil | mm
7.29 | Cantilever test load, 900 to bushing axis on both ends one after another at room temp and at inside pressure of
| a) 2 bars (for 1 min) | N
| b) Rated pressure (for 1 min) | N
7.3 | Permissible cantilever moment at bushing flange
| Static | Nm
| Dynamic | Nm
8 | GENERAL DATA
8.1 | The following data shall be furnished separately for 245 KV & 72.5 KV
a) Gas section diagram enclosed
b) No. of gas compartments per cable/overhead line incomer bay
c) No. of gas compartments per transformer bay
d) No. of gas compartments in main buses 1 & 2 respectively
e) No. of gas compartments in bus coupler bay
8.2 | Enclosure
| a) Material (state alloy) | mm
| b) Outer diameter (OD) | mm
c) Thickness
d) Finish of interior of pressurized GIS enclosure
| e) Vacuum withstand capacity of various types of enclosures | m bar
f) Paint shade of exterior surface
8.3 | Mechanical strength of enclosures:
| a) Design pressure | Gauge bars
| b) Operating pressure | Gauge bars
| c) Type test pressure | Gauge bars
| d) Routine test pressure | Gauge bars
| e) Leakage test pressure 30 min | Gauge bars
f) Safety factor (type test/operating pressure)
8.4 | Internal Arcing
| a) Enclosure burn-through time at various currents | Sec
| b) Enclosure rupturing pressure | Gauge bars
| c) Barrier insulator rupturing pressure | Gauge bars
| d) Max. pressure rise at 40 kA (smallest section) | Gauge bars
| e) Data on burn-through preventive measures enclosed | Yes/No
| f) Test data submitted | Yes/No
8.5 | Description of the proposed methods to limit switching surges for breaker and disconnects enclosed | Yes/No
8.6 | Values of maximum switching surges guaranteed
8.7 | Total losses when complete switchgear is operated at its rated capacity | KW
8.8 | Break-up of losses at rated current
| a) 245 kV GIS | KW
| b) Bus duct between 245 kV GIS and transformer/UG cable | KW
| c) 72.5 KV GIS | KW
| d) Bus duct between 72.5 KV GIS & Transformer. | KW
8.9 | Interfaces:
| a) Maximum lateral and longitudinal movement at interface due to expansion and contraction. | mm
| b) Maximum tensile and compressive forces at interface | kg
| c) Tolerance on positioning of flanges | mm
d) SF6 gas pressure at interface
| i. Maximum | bar
| ii. Nominal permissible | bar
| e) Permissible tolerance on phase spacing of transformer terminals | ±mm
| f) Permissible tolerance on height of transformer terminals | ±mm
| g) Maximum allowable tolerance on phase spacing of transformer terminals that can be achieved by the compensator (bellow) | ±mm
| h) Maximum allowable tolerance on height of transformer terminals that can be achieved by the compensator (bellow) | ±mm
| i) Write-up on special grounding requirements enclosed | Yes/No
8.1 | Insulation System Monitoring Devices
a) Gas density detector
i. Type
ii. Location
b) Gas pressure detector
i. Type
ii. Location
c) Gas moisture content detector
i. Type
ii. Location
d) Fault detector device
i. Type
ii. Location
e) Optional equipment available
i. Type
ii. Location
8.11 | Generic Origin of Components
| The Bidder is requested to list all material, metallic and non-metallic within switchgear interior, which are in contact with or might come into contact with the sulphur hexafluoride. | Material Trade Name / Material Generic Origin / Material Location
8.12 | Clearances:
The Bidder shall complete the following questionnaire in detail and provide any additional information not specifically requested but which may be of assistance to the PURCHASER in evaluating the integrity of the switchgear.
a) Minimum Insulating Clearance:
Location:
| i. Main bus | Creepage / Strike / Profile
| ii. Line bus | Creepage / Strike / Profile
| iii. Circuit breaker to earth across contacts | Creepage / Strike / Profile
| iv. Disconnecting switch to earth across contacts | Creepage / Strike / Profile
| v. Earth switch to earth (enclosure) & across contacts | Creepage / Strike / Profile
| vi. SF6/XLPE insulated cable termination chamber | Creepage / Strike / Profile
8.13 | SF6 Gas:
a) Name of manufacturer
b) Electrical Properties
c) Compatibility with material used in GIS
d) Impurities in percentage
e) Size of cylinder in which gas is proposed to be supplied
f) Condensation temperature
g) Physical properties
h) Tests to be conducted by the manufacturer at works.
i) Tests proposed to be conducted at site to detect and limit the moisture content in gas compartments
8.14 | SF6 Gas Handling Equipment:
a) Make and Type of the Plant
b) Description of gas handling equipment
i. Compressor type
ii. Vacuum pump type
iii. Filtering equipment type
iv. Moisture removal equipment type
8.15 | c) Time for evacuation of largest 3 Phase section of switchgear | minutes
| d) Time for refilling of largest 3 phase section of switchgear | minutes
| e) Nominal section capacity of vacuum pump | m3/hr
| f) Maximum vacuum obtainable by vacuum pump | bar
| g) Motor rating of vacuum pump | kw
| h) Storage capacity service tank | kg
| i) Gas filling capacity of compressor | kg/hr
| j) Maximum pressure of compressor | bar
| k) Rating of compressor motor | kw
| l) Operating voltage | Volts
| m) Control voltage | Volts
n) Drying (moisture removal) capability of gas plant
o) Filtration/particle removal capability of the gas plant
p) Size of the molecular sieve
q) Length, width and height of the plant
r) Total weight of the plant
s) Electrical output
| i. Compressor | kw
| ii. Vacuum pump | kw
| iii. Control system | kw
| Total | kw
8.16 | a) Type and quantity of gas required at site for purging of GIS during erection
| b) Above gas will be supplied by the Vendor as part of this contract | Yes/No
8.17 | a) Details of Portable SF6 gas detector to be supplied, provided | Yes/No
| b) Sensitivity of SF6 detector in atmosphere | ppm
8.18 | Earthing:
a) Rating of main ground bus
b) Touch potential
| i. Value | Volts
| ii. Calculations enclosed | Yes/No
| c) Maximum expected circulating current in earth mat during normal operation | A
8.19 | Whether support framework included in the supply
| a) Material | Yes/No
| b) Whether hot dip galvanized | Yes/No
8.2 | a) Required tolerance in surface level of the civil works to be carried out by the PURCHASER | ± mm per meter
b) Foundation channels included in the supply
8.21 | Insulators/Section barriers for GIS (For each type):
a) Type of insulators used
b) Material
| c) 1-minute power frequency dry withstand test voltage | kV (rms)
| d) Dry flashover value | kV (rms)
| e)1.2/50 microsec impulse withstand test voltage | kV (peak)
| f) Puncture value of insulator in SF6 gas | kV
| g) Maximum electrical field strength at rated voltage phase to earth | kV/mm
| h) Gas barrier routine test pressure | Gauge bar
| i) Gas barrier routine test pressure | Gauge bar
| j) Arcing test | 3 sec kA
| k) Weight of insulator | kg
l) Partial discharge levels at 120% working voltage
i.For one bay (sensitivity 5 pico columbs)
ii. For individual insulator (sensitivity 5 pico columbs)
8.22 | Whether the GIS complies to Cl. No. 4.1.7 of section–B of GIS specification regarding subsequent repairs/testing, in the event of a fault
9.0 | TESTING:
9.1 | BIDDER’s program for full type/routine testing of the GIS in accordance with IEC-62271-203
9.2 | Tests to be carried out at site after erection (furnish complete details of the tests including details of the testing equipment, special adaptors and other accessories to be supplied by Bidder)
9.3 | Detailed procedure for power cable HVDC testing including details of cable testing and isolating facilities and necessary adaptor interface to be supplied by Bidder.
9.4 | What provisions are made for testing of circuit breakers, etc., at site and detailed procedure
9.5 | What provisions are made for high voltage test connections
9.6 | Procedure for leakage tests for acceptance
9.7 | Detail the features in equipment to carry out partial discharge measurements at works/site
9.8 | BIDDER’s programme for full production testing of each complete breaker as per IEC standard
9.9 | Information regarding the insulation testing of following to earth and across open contacts:
i. Each complete breaker
ii. Disconnect switch
iii. Earth switch
9.10 | The short circuit test reports should tabulate current, voltage and TRV on a unit test basis and on an equivalent breaker basis. The basis for assigning the rated interrupting time, proof of operating duty and pressures of dielectric and driving mechanism shall be clearly stated.
9.11 | Procedure for obtaining voltage withstand vs time and its validity for the total equipment
9.12 | Details of V F T O test on SF6 gas to oil bushing for transformer
10.0 | Estimate of erection & testing/commissioning:
10.1 | Downtime required to errect extension equipment by the side of equipment in service | Days
10.2 | Whether outage of the complete GIS will be required for erection, testing & commissioning for the extension | Yes/No
10.3 | Power supply required during erection, testing and commissioning
10.4 | Detailed schedule of erection, testing and commissioning enclosed | Yes/No
11.0 | Reliability and Maintainability Programme:
11.1 | Target for proposed equipment
11.2 | Equipment life | Years
11.3 | Forced outage rate | %
11.4 | Forced outage duration | Hours
11.5 | Fixed outage of occurrences | No. per year
11.6 | Availability | %
11.7 | Mean time between failure (MTBF) | Months
11.8 | Mean time to repair (MTTR) | Hours
11.9 | Planned maintenance outage rate | %
11.10 | Planned maintenance outage duration | Hours
11.11 | Number of planned maintenance outages | No. per year
11.12 | Guaranteed number of loaded/unloaded operation of various equipment of GIS e.g. circuit breaker, disconnects, earthing switches, etc (Please mention itemwise).
Circuit breaker
Disconnects
Earthing switches
Any other
12.0 | Previous Operational Experience
12.1 | The ratings, classification and number of units are
12.2 | Previously supplied to delivery in
12.3 | Function Performed
12.4 | Total equipment years
12.5 | Total service life or number of operations
12.6 | MTTF (Major Failures) – Failure modes & rates
12.7 | MTTF (Minor Failures) – Failure modes & rates
12.8 | List of in-service flash over in previously supplied equipment (date, owner, description of event, repair procedure and time)
12.9 | MTTR
12.10 | Reliability forecasts
12.11 | Repair / maintenance of one bay / any component of the bay will require outage of any other bay in same station | Yes/No
12.12 | Repair / maintenance of one bus bar will require outage of other bus bar in same station | Yes/No
12.13 | During later extensions, outage of parts already in service will be required for erection/testing | Yes/No
13.0 | Design Data
13.1 | Ventilation requirements enclosed | Yes/No
13.2 | Special light fitting requirements if any, enclosed | Yes/No
13.3 | Suggested lighting level | Lux
13.4 | Details of recommended system for fire fighting enclosed | Yes/No
13.5 | Data for design of switchgear building enclosed | Yes/No
13.6 | Floor loading beneath breaker poles | Kg/sq.m
13.7 | Floor loading beneath bus ducts | Kg/sq.m
13.8 | Allowable max. tolerance for GIS floor | ± mm/meters
13.9 | Maximum floor loading
| a) Static | N
| b) Dynamic ­ | N
| c) Dynamic ¯ | N
13.10 | Recommended crane capacity & speed | Tonnes & m/min.
13.11 | Heaviest item weight | Tonnes
13.12 | Total auxiliary DC supply requirement
| a) Voltage | V
b) Current
| i. Continuous | A
| ii. Short time | A
13.13 | Total auxiliary AC supply requirement
| a) Voltage | V
| b) Current | A
14.0 | INDUCTION MOTORS
14.1 | Application/Designation
14.2 | Manufacturer
14.3 | Applicable Standards
14.4 | Rated
| a) Output | kw
| b) Speed | RPM
14.5 | Type of Duty
14.6 | Duty Designation
14.7 | Supply conditions:
| a) - Rated Voltage | V
- No. of phases
| - Frequency | Hz
b) Allowable variations in
| - Voltage | %
| - Frequency | %
| - Combined | %
| c) Permissible unbalance in supply voltage | %
14.8 | Current
| a) Full load | Amps
| b) Starting | % FL
14.9 | Full load efficiency | %
14.1 | Full load power factor
14.11 | Method of starting
14.12 | Torque
| a) Starting | % FLT
| b) Maximum | % FLT
14.13 | Class of Insulation
14.14 | a) Ref. Ambient Temperature | 0C
| b) Temperature rise by Res-Method | 0C
14.15 | Type of Enclosure
14.16 | Degree of Protection
14.17 | Suitable for Outdoor operation | Yes/No
14.18 | Normal winding connection | Star/Delta
14.19 | Type & No. of Terminals brought out
14.2 | Winding suitable for 24 V space heating | Yes/No
14.21 | Shaft Orientation
14.22 | Dimensional drawing enclosed | Yes/No
15 | LOCAL CONTROL PANELS
15.1 | Make and country of manufacture
a) Type of construction
b) Degree of protection
15.2 | Type of sheet steel (hot rolled/cold rolled)
15.3 | Thickness of sheet steel
| a) Front | mm
| b) Back | mm
| c) Sides | mm
15.4 | Paint treatment and colour shades
a) Exterior
b) Interior
15.5 | Weight of each panel | Kg
15.6 | Dimensions (width x depth x height) | mm
15.7 | Mimic bus, material colours
15.8 | Space required for installation | m2
15.9 | General arrangement drawing attached | Yes/No
15.1 | Largest package for transport
| a) Weight | Kg
| b) Dimension | mm
15.11 | Instruments, components etc., transported, mounted on panels or separately packed
15.12 | Cable glands included | Yes/No
15.13 | Fire retardant Instrument/control cables for interconnection as per Section-D included | Yes/No
15.14 | a) Cable installation hardware included | Yes/No
| b) Cable entry | Top/bottom
15.15 | Special cables (if required) included | Yes/No
15.16 | Special tools & devices for maintenance included (list attached) | Yes/No
15.17 | List of recommended spares for normal maintenance for a period of 5 years furnished (list attached) | Yes/No
15.18 | Components list of each panel enclosed | Yes/No
15.19 | Technical and descriptive literature of all components attached | Yes/No
15.2 | Auxiliary/Interposing relays
a) Make
b) Type designation
| c) Nominal voltage & variation | %
d) Contacts hand reset/self reset
e) No. of pairs of contacts
i. Make contacts
ii. Break contacts
f) Speed of operation of relay
g) Pick-up/drop off ratio
h) Burden of the relay
i) Contact rating
| i. Continuous | A
| ii. Voltage | V
j) No. of pairs of contacts
i. Make contacts
ii. Break contacts
k) Speed of operation of relay
l) Pick-up/drop off ratio
m) Burden of the relay
n) Contact rating
| i. Continuous | A
| ii. Voltage | V
| iii. Making current and duration | A, AC/DC
| iv. Resistive breaking | A
| v. Inductive | A/DC
| o) Detailed literature furnished | Yes/No
15.21 | Control switches
a) Make
b) Front dimensions
c) Type of switch (stayput spring return/ discrepancy)
d) Type of handle
e) Contact development
| f) Integral escutcheon plate or circuit label provided | Yes/No
g) Contact rating
| i. Continuous current | A
| ii. Voltage | V
iii. Breaking current
| - Resistive | A
| - Inductive | A, DC
| h) Elec. life expectancy based on 120 switching operation per hour operations | No. of
| i) Detailed literature furnished | Yes/No
15.22 | Push buttons
a) Make
b) Actuator type
i. Momentary/maintained
| ii. Shrouded to prevent inadvertent operation | Yes/No
| c) Whether integral engraved inscription plates provided | Yes/No
d) Contact rating
| i. Continuous rating | A
| ii. Voltages | Volts
| iii. Making current | A
| iv. Resistive breaking current | A
| v. Inductive breaking current | A/AC
| e) Electrical life expectancy based on 300 switching operation cycles per hour | No. of operations
| f) Detailed literature furnished | Yes/No
15.23 | Indicating lamps
a) Type
b) Rating
| i. Voltage | V
| ii. Wattage | W
c) Series resistor
| i. Ohm value | Ohm
| ii. Wattage | W
| d) Life of lamp in burning hours | hours
15.24 | Panel wiring:
a) Material & size of conductor
| i. For CT circuits | Sq.mm
| ii. For other circuits | Sq.mm
b) Solid/Stranded conductor
c) Tinned/Untinned
d) Material of insulation & sheath
| i. Fire retardant low smoke | Yes/No
ii. Oxygen index at 2500C
| iii. Acid gas generation | %
| iv. Smoke generation under fire (in terms of % of light passed) | %
| e) Voltage grade | V
| f) Colour coding is provided | Yes/No.
| g) Numbered ferrules on either side | Yes/No
| h) Insulated sleeves provided at both ends | Yes/No
i) Terminals
i. Make
| ii. Current rating | A
iii. Clamp/bolt type
| iv. Moulded inter-terminal barriers provided | Yes/No
| v. Maximum conductor size & No. of conductors it can receive | Sq.mm
| vi. Disconnecting type for CT circuits | Yes/No
| vii. Terminal marking facility provided | Yes/No
| viii. Crimp type connectors provided at the terminals | Yes/No
| ix. 20% spare terminals provided | Yes/No
15.25 | Cables:
| a) Outer sheathing fire retardant Low smoke type | Yes/No
b) Shielding
i. Material
| ii. Size | mm
c) Insulation
| i. Material | kg
| ii. Thickness | mm
| d) Safe pulling force | V
e) Overall diameter
f) Voltage grade
g) Conductor
i. Material
ii. Stranded/Solid
iii. Tinned/Untinned
h) Core identification colour/printed numbers
i) Drum lengths
j) The critical oxygen index at 2500C when tested as per ASTM-9 2863-1979
| k) Acid gas generation by weight when tested as per IEC-754-1 | %
| l) Smoke generation as a % of light transmission when tested as per ASTM-D-2843-n | %
| m) Finished cable passes flammability tested as per IEC-3321 & Swedish Standard SS-424-14-75 | Yes/No
| n) Vendor agreeable to conduct above tests on all cables supplied to verify the value given in items of j, k, l, m above, in addition to routine tests | Yes/No
o) Standard to which the cable conform to
15.26 | Space heater rating
| a) Power supply | V
| b) Power | W
16 | SF6 GAS CYLINDER DETAILS:
16.1 | Manufacturer of the Cylinder
16.2 | Standard to which cylinders conform
16.3 | Type of cylinder | Seamless
16.4 | Manufacturer of SF6 gas
16.5 | Standard applicable to SF6 gas
16.6 | Water capacity of the cylinder | Litres
16.7 | Quantity of SF6 gas | Kg
16.8 | Filling ratio
16.9 | Filling pressure at 150C | Bars
16.1 | Design pressure of cylinder | Bars
16.11 | Test pressure of cylinder | Bars
16.12 | Maximum permissible service pressure | Bars
16.13 | Developed pressure (gauge) at 650C | Bars
16.14 | Specifications of the valves fitted to cylinders
17 | Shipment/Packing details
a) Bidders proposal for packing of various items for shipment
b) Maximum permissible shock that various equipment can withstand during shipment/transportation
c) Impact recorders (accelerometers) will be provided by the supplier as per specification
d) Weight and dimension of the largest shipment package
i. Net
ii. Gross
Date
Place

## DRS-4
Karnataka Power Transmission Corporation Limited
Bid Enquiry No: KPTCL/2026-27/UC/WORK_INDENT3890
Tender for the Work of Providing alternate source to 66/11 kV Telecom Layout sub-station from 66/11 kV Chandra Layout sub-station by running 66KV, 1000Sq.mm SC U.G.Cable for a route length of 2.86 Kms along with Construction of one number of 66kV Terminal bay at existing 66/11kV Chandra Layout sub-station for terminating 66kV, 1000 sqmm UG Cable from existing 66/11kV Telecom Layout substation and Construction of one number of 66kV Terminal bay at existing 66/11kV Telecom Layout sub-station for terminating 66kV, 1000 sqmm UG Cable from existing 66/11kV Chandra Layout substation in Bengaluru North Taluk, Bangalore Urban District on Total TurnKey basis including supply of all matching materials/equipments and erection (including civil works) of all materials/equipments, testing and commissioning.
DRS - 4
GUARANTEEED TECHNICAL PARTICULARS FOR LATTICE TYPE MOUNTING STRUCTURES
(Bidder should indicate the guaranteed technical data of all equipments / materials for each type of rating separately)
Bidder's Name
Mounting Structures
1 | Standars adopted
i. Properties of section
ii. Bolts & Nuts
iii. Galvanising
2 | Minimum Sheared edge distance (mm)
3 | Minimum Rolled edge distance (mm)
4 | Quality of Zinc used for galvanising
5 | Maximum percentage increase in structure weight due for galvanisation
6 | Quantity of Zinc required for galvanisation per MT of structurals
7 | Size of bolts and nuts (including foundation bolts & nuts for support structure)
i. Fasteners
ii. Step Bolts
iii. Foundation Bolts
Date |  | Name
Place |  | Designation
Name of the Company

## DRS-6
Karnataka Power Transmission Corporation Limited
Bid Enquiry No: KPTCL/2026-27/UC/WORK_INDENT3890
Tender for the Work of Providing alternate source to 66/11 kV Telecom Layout sub-station from 66/11 kV Chandra Layout sub-station by running 66KV, 1000Sq.mm SC U.G.Cable for a route length of 2.86 Kms along with Construction of one number of 66kV Terminal bay at existing 66/11kV Chandra Layout sub-station for terminating 66kV, 1000 sqmm UG Cable from existing 66/11kV Telecom Layout substation and Construction of one number of 66kV Terminal bay at existing 66/11kV Telecom Layout sub-station for terminating 66kV, 1000 sqmm UG Cable from existing 66/11kV Chandra Layout substation in Bengaluru North Taluk, Bangalore Urban District on Total TurnKey basis including supply of all matching materials/equipments and erection (including civil works) of all materials/equipments, testing and commissioning.
DRS - 6
GUARANTEED TECHNICAL PARTICULARS FOR RIGID BUS & ACCESSORIES
(Bidder should indicate the guarantteed technical data of all equipments/materials for each type of rating separately)
Bidders Name
Rigid Bus
1 | Tubular Bus Conductor
1.01 | manufacturers Name and address
1.01 | Applicable Standards
1.02 | Material
1.03 | Size of tubular Bus Conductor (mm)
a | Standard pipe size (IPS)(mm)
b | Outside diameter (mm)
c | Tolerance on outside diameter
d | Thickness (mm)
e | Tolerance on Thickness
f | Area (Sq.m)
1.04 | Moment of Interia (mm4)
1.05 | Section Mudulus (mm3)
1.06 | Radius of gyration (mm)
1.07 | Natural frequency of vibration for the Site condition (c/s)
1.08 | Reactance per phase for configuration at site (ohms)
1.09 | Conducivity of IACS (%)
1.1 | DC Resistance of 2033
1.11 | Constant mass temperature co-efficient of resistance
1.12 | Weight (Kg/m)
1.13 | Current rating at site conditions (Amps)
1.14 | Tubular bus conductor temperature Due short circuit (oC)
1.15 | Final allowable tabular bus conductor Temperature due to short circuit (oC)
1.16 | Short circuit current rating for 1 sec. duraion (kA)
1.17 | Critical disruptive (Corona) voltage (Line o Neutral) KV)
1.18 | Ratio inerference at rated voltage (micro volts m)
1.19 | Yield srength at tensile stress of 1335 Kg/cm2 for aluminium tubular bus conductor (Kg)
1.2 | Minimum braking strength at tensile stress of 1545 Kg/cm2 for aluminium tabular bus conductor (kg)
1.21 | Deflection on tabular bus conductor for 13 span (mm)
1.22 | Maximum transport length of tabular bus conductor (Meter)
1.23 | Data Applicable to Bells
a | Material
b | Type of fiting (Internal/external)
2 | Clamps and Connections | 220KV | 110KV | 66KV | 33KV
2.01 | Manufacturers Name and address
2.02 | Applicable standards
2.03 | Application
2.04 | Type of fiting (Internal/external)
2.05 | For connection to
a | Conductor size and arrangement
b | Equipment terminal and arrangement
2.06 | Material (state percentage composiion of consiuents and impurities present)
a | Clamp Body
b | Bolts and Nuts
c | Spring washers
d | Liners, if any
2.07 | Rated current (A)
2.08 | Maximum temperature rise over reference ambient temperature when carrying rated current (oC)
2.09 | Rated terminal load and factor of safey (Kg)
2.1 | Minimum thickness of any part (mm)
2.11 | Weight of clamp complete with hardware (Kg)
2.12 | Machine accuracy for matting surface
2.13 | Service (Indoor/Outdoor)
3 | Marshalling Kiosk | 220kV | 110kV | 66kV | 33kV
3.01 | Manufacturers Name and address
3.02 | Indoor/Outdoor application
3.03 | Design ambient air temperature
3.04 | Thickness of sheet steel (mm)
3.05 | Degree of protection provided
3.06 | Bill of material for all equipment mounted in marshalling Kiosks giving following details:
a | Make & Type
b | Applicable Standards
c | Voltage rating
d | Current rating
e | Duty class if applicable
f | Manufacturers catalogue No.
g | Total heat load of Kiosk (for purpose of ventilation requirement)
3.07 | Colour of finish paint (as per IS:5)
a | outside
b | Inside
3.08 | Busbars | 220kV | 110kV | 66kV | 33kV
a | Material
b | Temperature rise at rated current over specified ambient temperature (o C)
c | Continuous current rating (A)
d | Short circuit current rating for one sec. (KA)
3.09 | Control wiring
a | Size of conductor (mm2)
i. For CT circuits
ii. For other circuits
b | Conductor (solid/stranded)
3.1 | Space Heater Rating at 240 V Ac
3.11 | Marshalling Kiosk drawing enclosed showing the following:
a | Outline dimensions floor opening Floor/wall pedestal fixing arrangements, weight etc. (YES/NO)
b | Front view and inside view showing the mounting arrangments of various equipments. (YES/NO)
3.12 | Schematic wiring diagram of marshalling kiosk enclosed (YES/NO)
3.13 | Interconnecion drawing showing Employer's external cable connection to the marshalling Kiosk enclosed. (YES/NO)
3.14 | Type test report to degree of protection enclosed.
3.15 | Terminal blocks
a | Make and type
b | Current rating
i | Power Terminal (A)
ii | Outer Terminal (A)
GUARANTEED TECHNICAL PARTICULARS OF CLAMPS AND CORONA BELLS ASSOCIATED WITH ALUMINIUM PIPE:
1 | Manufacurer
2 | Type of clamps, purpose and size of the pipe
3 | Type of corona bell (internal fitting or external fitting)
4 | Standards applicable
5 | Material (state percentage composition)
i | Clamp body
ii | Bolts and Nuts
iii | Spring washers
6 | Current rating (amps)
7 | Maximum thickness of any part (mm)
8 | Minimum thickness of any part (mm)
9 | Size of bolts used in each case
10 | Weight (kg)
11 | List of type tests enclosed
12 | Year in which type test conducted
13 | List of routine tests conducted
14 | List of drawings enclosed
Note: Pariculars in respect of different clamps may be furnished separately or in tubular columns in the annexure.
Date |  | Name
Place |  | Designation
Name of the Company

## DRS 8
Karnataka Power Transmission Corporation Limited
Bid Enquiry No: KPTCL/2026-27/UC/WORK_INDENT3890
Tender for the Work of Providing alternate source to 66/11 kV Telecom Layout sub-station from 66/11 kV Chandra Layout sub-station by running 66KV, 1000Sq.mm SC U.G.Cable for a route length of 2.86 Kms along with Construction of one number of 66kV Terminal bay at existing 66/11kV Chandra Layout sub-station for terminating 66kV, 1000 sqmm UG Cable from existing 66/11kV Telecom Layout substation and Construction of one number of 66kV Terminal bay at existing 66/11kV Telecom Layout sub-station for terminating 66kV, 1000 sqmm UG Cable from existing 66/11kV Chandra Layout substation in Bengaluru North Taluk, Bangalore Urban District on Total TurnKey basis including supply of all matching materials/equipments and erection (including civil works) of all materials/equipments, testing and commissioning.
DRS - 8
GUARANTEED TECHNICAL PARTICULARS FOR ACSR CONDUCTOR
(Bidder should indicate the guaranteed technical data of all equipments/materials for each type of rating separately)
Sl. No. | Bidders Name
|  |  | ASCR Conductor | ASCR Conductor | ASCR Conductor | ASCR Conductor | ASCR Conductor
| Description | Unit
|  |  | MOOSE | COYOTE | LYNX | DRAKE | PANTHER
1 | Name & Address of manufacturer
2 | PARTICULARS OF RAW MATERIALS
2.1 | Aluminium
a | Minimum Purity of aluminium | %
b | Maximum Copper content | %
2.2 | Steel Wires/Rods
a | Carbon | %
b | Manganese | %
c | Phosphorous | %
d | Sulphur | %
e | Silicon | %
2.3 | Zinc
a | Minimum Purity of zinc | %
3 | STEEL STRANDS
3.1 | Diameter
a | Nominal | mm
b | Maximum Copper content | mm
c | Minimum | mm
3.2 | Minimum Braking load of strand | KN
3.3 | Maximum Resistance of 1m length of strand at 20 deg C | Ohm
4 | STEEL STRANDS AFTER STRADING
4.1 | Diameter
| a)Nominal | mm
| b)Maximum | mm
| c)Minimum | mm
4.2 | Minimum Braking load of strand | KN
4.3 | Galvanising
a | Minimum weight of zinc coaing per sqm. Of uncoated wire surface | Gm
b | Minimum number of one minute dips that the galvanised strand can withstand in the standard preece test | Nos.
c | Min.No. of twists in a guage length equal to 100 times dia of wire which the strand can withstand in the torsion test. | Nos.
5 | ACSR Conductor
5.1 | UTS of conductor | KN
5.2 | Lay ratio of conductor
a | Outer steel layer
b | 12 wire aluminium layer
c | 18 wire aluminium layer
d | 24 wire aluminium layer
5.3 | DC resistance of conducor at 20 deg. C | Ohm/km
5.4 | Minimum Corona Extincion Voltage (line to ground)
a | Dry | KV(rms)
5.5 | RIV at 1MHz
a | a 305KV (rms) under dry conditions | microvolts
5.6 | Standard length of conductor in one drum | M
5.7 | Direction of lay for outside layer | NA
5.8 | Linear mass of the conductor
a | Standard | Kg/km
b | Minimum | Kg/km
c | Maximum | Kg/km
6 | Drum is as per specificaion | Yes/No
7 | No. of cold pressure butt welding equipments available at works | Nos.
EARTH WIRE
1 | Name & Address of manufacturer
2 | PARTICULARS OF RAW MATERIALS
2.1 | Steel Wires/Rods
a | Carbon | %
b | Manganese | %
c | Phosphorous | %
d | Sulphur | %
e | Silicon | %
2 | Zinc
a | Minimum Purity of zinc | %
3 | STEEL STRANDS
3.1 | Diameter
a | Nominal | mm
b | Maximum | mm
c | Minimum | mm
3.2 | Minimum Braking load of strand | KN
3.3 | Galvanising
a | Minimum weight of zinc coating per sqm. Of uncoated wire surface | Gm
b | Minimum number of one minute dips that the galvanised strand can withstand in the standard preece test | Nos.
c | Min. no. of twists in a guage length equal to 100 times dia of wire which the strand can withstand in the torsion test. | Nos.
4 | STRANDED EARTHWIRE
4.1 | UTS of conductor | KN
4.2 | Lay length of outer seel layer
4.3 | DC resistance of conducor at 20 deg. C | Ohm/km
4.4 | Standard length of conductor in the drum | Mtrs
4.5 | Direction of lay for outer layer | NA
4.6 | Linear mass of earth wirer
a | Nominal | mm
b | Maximum | mm
c | Minimum | Kg/km
5 | Drum is as per specificaion | Yes/No
Date |  | Name
Place |  | Designation
Name of the Company

## DRS-10
Karnataka Power Transmission Corporation Limited
Bid Enquiry No: KPTCL/2026-27/UC/WORK_INDENT3890
Tender for the Work of Providing alternate source to 66/11 kV Telecom Layout sub-station from 66/11 kV Chandra Layout sub-station by running 66KV, 1000Sq.mm SC U.G.Cable for a route length of 2.86 Kms along with Construction of one number of 66kV Terminal bay at existing 66/11kV Chandra Layout sub-station for terminating 66kV, 1000 sqmm UG Cable from existing 66/11kV Telecom Layout substation and Construction of one number of 66kV Terminal bay at existing 66/11kV Telecom Layout sub-station for terminating 66kV, 1000 sqmm UG Cable from existing 66/11kV Chandra Layout substation in Bengaluru North Taluk, Bangalore Urban District on Total TurnKey basis including supply of all matching materials/equipments and erection (including civil works) of all materials/equipments, testing and commissioning.
DRS - 10
GUARANTEED TECHNICAL PARTICULARS FOR POST INSULATORS AND DISC INSULATORS
(Bidder should indicate the guaranteed echnical data of all equipments/mzaterials for each type of rating separately)
Bidders name
Post Insulators & Disc String Insulators
1 | POST INSULATORS | 245KV | 123KV | 72.5KV | 36KV
1.01 | Manufacurer's name and Address
1.02 | Type of Insulators Units
1.03 | Applicable Standard
1.04 | No. of Units per Sack
1.05 | Whether corona ring provided or not (Yes/No)
1.06 | Diameter (mm)
1.07 | Bolt circle diameter (mm)
1.08 | Spacing bewteen two units (mm)
1.09 | Creepage Distance
a | Total (mm)
b | Protected (mm)
1.1 | Power frequency wihstand volage of insulator
a | One Unit
i. Dry (KV rms)
ii. Wet (KV rms)
b | One complete stack
i. Dry (KV rms)
ii. Wet (KV rms)
1.11 | 1.2/50 micro sec.impulses withstand voltage
a | One unit
b | Complete stack
1.12 | Visual discharge volage for falling power frequency voltage for complete stack
1.13 | Radio interference voltage of compete stack
i | Test Voltage(KV rms)
ii | Radio interference voltage (micro volt)
1.14 | Weight of complete stack (Kg)
1.15 | Cantilever Strength
a | Each Unit
i | Upright (Kg)
ii | Underhung (Kg)
b | Complete stack
i | Upright (Kg)
ii | Underhung (Kg)
1.16 | Tensile Strength (Kg)
1.17 | Torsional Strength (Kg.m)
1.18 | Compression Strength (Kg)
1.19 | 250/2500 micro second switching surge withstand voltage
a | One Unit
i | Dry (KV Peack)
ii | Wet (KV Peack)
b | Complete stack
i | Dry (KV Peack)
ii | Wet (KV Peack)
1.2 | Whether shed profile of insulaor is conforming to IEC-815? (Yes/No)
1.21 | Whether calculation characterising shed profile as per IEC-815 are enclosed with bid? (Yes/No)
1.22 | Wheher offered BPI is alternate shed type?
1 | INSULATOR STRINGS | 220KV | 110KV | 66KV | 33KV
1.01 | Manufacturer's Name
a | Insulator
b | Hardware
1.02 | Type of string
a | Single/Double
b | Suspension/Tension
1.03 | Applicable standards
1.04 | Type of Insulators
a | Ball & socket/oher
b | Whether fog type
1.05 | Insulating Material
1.06 | No. of unis per string
1.07 | Size of each unit
a | Diameter of disc (mm)
b | Spacing between adjacent units (mm)
1.08 | Weight
a | Each disc (Kg)
b | Complete String (mm)
1.09 | Creepage Distance
a | Each disc (mm)
b | Complete String (mm)
1.1 | power frequency withstand voltage of the complete string with corona control ring
a | Dry (KV)
b | Wet (KV)
1.11 | Lightening impulse withstand voltage of the complete string for both positive and negative
I | Dry (KVP)
ii | Wet (KVP)
1.12 | Switching surge withstand voltage of the complete string with corona ring.
I | Dry
ii | Wet
1.13 | Power frequency puncture withstand voltage of each Disc (KV rms)
1.14 | Electro Mechanical strength (KG) of each disc.
1.15 | Minimum corona extinction voltage level of the complete string with corona ring (Dry condition)
1.16 | RIV level of the complete string with corona control ring shall be below 1000 micro at 1 MHz when subjected to a test voltage indicated against clause 1.15 above. (Dry condition)
Date |  | Name
Place |  | Designation
Name of the Company

## DRS-12
Karnataka Power Transmission Corporation Limited
Bid Enquiry No: KPTCL/2026-27/UC/WORK_INDENT3890
Tender for the Work of Providing alternate source to 66/11 kV Telecom Layout sub-station from 66/11 kV Chandra Layout sub-station by running 66KV, 1000Sq.mm SC U.G.Cable for a route length of 2.86 Kms along with Construction of one number of 66kV Terminal bay at existing 66/11kV Chandra Layout sub-station for terminating 66kV, 1000 sqmm UG Cable from existing 66/11kV Telecom Layout substation and Construction of one number of 66kV Terminal bay at existing 66/11kV Telecom Layout sub-station for terminating 66kV, 1000 sqmm UG Cable from existing 66/11kV Chandra Layout substation in Bengaluru North Taluk, Bangalore Urban District on Total TurnKey basis including supply of all matching materials/equipments and erection (including civil works) of all materials/equipments, testing and commissioning.
DRS - 12
GUARANTEED TECHNICAL PARTICULARS FOR SURGE ARRESTORS
(Bidder should indicate the guaranteed technical data of all equipments / materials for each type of rating separately)
Bidder's Name
| Surge Arrestors | 96KV | 60KV | 30KV | 9KV
SURGE ARRESTORS
1 | GENERAL
a. Manufacturer's Name
b. Manufacturer's type / designation
c. Applicable standards
ELECTRICAL CHARACTERISTICS
2 | A. Arrester class and Type
b. Rated arrester voltage (kV)
c. Maximum continuous operating voltage (COV) at design ambient temeprature
d. Nominal discharge current (8/20 micro sec. Wave) (kA)
e. i. Minimum discharge capacity (kJ/kV) referred to rated voltage of minimum of discharge characteristics
ii. Line discharge class, as per IEC
f. Maximum equivalent front of waver protection level (discharge voltage with 0.5 * 1.5 micro sec, 10 kA impulse current).
g. i. Minimum switching surge residual voltage at 1 kA (kV p)
ii. Maximum switching surge residual voltage at 1 kA(kVp)
h. Maximum residual voltage for 8/20 micro sec. Current wave
i. At 50% nominal discharge current (kVp)
ii. At 100% nominal discharge current (kVp)
iii. At 200% nominal discharge current (kVp)
i. One minute power frequency (dry) withstand Voltage of arrester (k Vrms)
j. Impulse withstand test voltage of arrester housing with 1.2/50 micro sec. Wave (kVp)
k. Impulse current withstand
i. High current short duration (4/10 micro sec. Wave) kAp
ii. Low current long durationn (A peak)
l. Maximum internal ionisation at 50 Hz voltage equal to
i. 1.05 COV
ii. 1.0 COV
m. Reference voltage and corresponding reference current of arrester.
n. Maximum internal leakage current at (mA).
i. COV
ii. 1.1 COV
iii. COV at 150oC
iv. Reference voltage
o. Pressure relief class
p. Are the protection levels affected by pollution of external insulation
q. Energy absorption capacity in kJ per operation of the arrester, during a switching surge discharge.
r. Maximum amount of energy that may be dispatched into the arrester during discharge into the arrester during discharge assuming that discharge takes place within 1 min period and state the switching surge current.
s. Internal pressure required to operate pressure relief device as a percentage of burst pressure of porcelain
t. Dynamic over voltage withstand kVp
i. For 3 peaks
ii. For 0.01 sec.
iii. For 0.1 sec.
iv. For 1 sec.
u. Minimum prospective symmetrical fault current (kA rms)
v. Rejection rate of ZnO blocks during manufacturing and operation for the past three years (%) seperately
w. Rated voltage of ZnO disc (kV)
i. No. of ZnO discs in a unit
ii. No. of units/arrester
iii. Height / Thickness of ZnO discs 9(mm)
iv. Diameter of ZnO disc. (mm)
3 | EXTERNAL INSULATION
a. Type
b. Applicable standard
c. Impulse voltage withstand test voltage of housing with 1.2 / 50 micro sec wave (kVp)
d. One minute power frequency withstand voltage of arester housing dry and wet (kv rms)
e. Total creepage distance of arrester housing (mm)
f. Cantilever strength of complete arrester (kg)
4 | OVERALL DIMENSIONS
A. Overall dimensions
i. Overall Height (mm)
ii. Height upto top of terminal pad from mounting plane
iii. Material of terminal pad
iv. Size of terminal pad
v. Mounting dimensions and diameter of mounting holes
vi. Diameter of insulator
b. Total weight of complete arrester (kg)
TERMINAL CLAMPS AND CONNECTIONS
1 | Manufacturer's Name
2 | Applicable Standards
3 | Type
4 | Material of connector
a. Clamp body
b. Bolts & Nuts
c. Spring washers
5 | Rated Current
6 | a. Rated terminal load (kg)
b. Factor of safety
7 | Minimum thickness of any part (mm)
8 | Weight of clamp complete with hardware (kg)
9 | Type test reports as per IS enclosed
10 | OGA drawing enclosed.
BUSHING / SUPPORT INSULATOR
1 | Manufacturer's Name
2 | Type
3 | Applicable Standards
4 | i. Height
ii. Diameter (Top)
iii. Diameter (Bottom)
5 | Total Creepage distance (mm)
6 | Rated voltage (kV)
7 | Power frequency withstand voltage for 1 min. (k Vrms) dry and wet
8 | 1.2/50 micro sec. Impulse withstand voltage (kVp) dry and wet
9 | 250/2500 micro sec. switching impulse withstand voltage (kVp) dry and wet
10 | Corona Extinction voltage (kV)
11 | Weight (kg)
12 | Max. allowable span (mm)
13 | Cantilever Strength (kg)
14 | OGA drawing enclosed.
Date |  | Name
Place |  | Designation
Name of the Company

## DRS-15
Karnataka Power Transmission Corporation Limited
Bid Enquiry No: KPTCL/2026-27/UC/WORK_INDENT3890
Tender for the Work of Providing alternate source to 66/11 kV Telecom Layout sub-station from 66/11 kV Chandra Layout sub-station by running 66KV, 1000Sq.mm SC U.G.Cable for a route length of 2.86 Kms along with Construction of one number of 66kV Terminal bay at existing 66/11kV Chandra Layout sub-station for terminating 66kV, 1000 sqmm UG Cable from existing 66/11kV Telecom Layout substation and Construction of one number of 66kV Terminal bay at existing 66/11kV Telecom Layout sub-station for terminating 66kV, 1000 sqmm UG Cable from existing 66/11kV Chandra Layout substation in Bengaluru North Taluk, Bangalore Urban District on Total TurnKey basis including supply of all matching materials/equipments and erection (including civil works) of all materials/equipments, testing and commissioning.
DRS - 15
GUARANTEED TECHNICAL PARTICULARS FOR POWER CABLES (LV CABLES)
SL. No | PARTICULARS
Bidder's Name
1.1kV Grade PVC Power Cables
1 | Make
2 | Cable Sizes
3 | Manufacturer’s type designation
4 | Applicable Standard
5 | Rated voltage (volts)
6 | Type & Category
7 | Suitable for earthed or unearthed system
8 | Continuous current rating when laid in air in a ambient temp. of 50°C and for maximum conductor temp. of 70°C of PVC Cables (For information only)
9 | Ration factors applicable to the current ratings for various conditions of installation.
10 | Short Circuit capacity
a)Guaranteed short circuit Amp. (rms) KA for 0.12sec duration at rated conductor temperature of 90 degree C, with an initial peak of 105kA.
b). Maximum conductor temp. allowed for the short circuit duty (deg. C) as stated above.
11 | Conductor
a) Material
b) Grade
c) Cross section area (Sq.mm)
d) Number of wires (No.) minimum
e) Form of conductor
f) Direction of lay of stranded layer
12 | Conductor resistance (DC) at 20°C per km - maximum
13 | Insulation
a) Composition of insulation
b) Nominal thickness of insulation (mm)
c) Minimum thickness of insulation
14 | Inner Sheath
a) Material
b) Calculated diameter over the laid up cores, (mm)
c) Thickness of sheath (minimum) mm
15 | Armour
a) Type and material of armour
b) Direction of armouring
c) Calculated diameter of cable over inner sheath (under armour), mm
d) Nominal diameter of round armour wire (minimum)
e) No. of Armour wires/stripes
f)Short circuit capacity of the armour along for 1 second – for info. Only
g) DC resistance at 200C (Ω/Km)
16 | Outer sheath
a) Material (PVC Type)
b) Calculated diameter under the sheath
c) Min. thickness of sheath (mm)
d) Colour of Sheath
17 | Properties
a) Guaranteed value of minimum oxygen index of outer sheath at 270C *
b)Guaranteed value of minimum temperature index at 21 oxygen index *
c). Smoke density rating as per IEC 61034 *
d). Maximum HCL emission as per IEC 60754-1 *
e)All the factory acceptance test to be done as per relevant IS/IEC and KPTCL specification
18 | a)Overall diameter of cable
b). Tolerance of overall diameter (mm)
19 | Cable Drums
a) Max./standard length per drum for each size of cable (single length) with ±5% Tolerance (mtrs)
b) Non standard drum lengths
20 | Whether progressive sequential marking on outer sheath provided at 1 meter interval
21 | Identification of cores
a) Colour of cores
b) Numbering
22 | Whether cables offered are ISI marked
23 | Whether cables offered are suitable for laying as pr IS 1255
24 | 1.0 Continuous current rating of the cable
a) In ground at soil temperature 30°C and soil thermal resistivity of 150°C cm/watt and depth of burial about a metre (A)
b) In air at 40°C (A)
c) Overload capacity and duration (A, Hr)
d) Derating Factors for :
i) Soil temperature and thermal resistivity
ii) Ambient temperature
iii) Single core cables laid in trefoil circuits
2) General Technical Data (Power cables)
2.1) Equivalent star impedance per km of 3 Ph, circuit at power frequency at maximum conductor temperature (Ohm)
2.2) Maximum electrostatic capacitance per core per km of cable (F)
2.3) Maximum charging current per conductor per km at nominalvoltage (A)
2.4) Loss tangent at normal frequency and rated voltage
2.5) Maximum dielectric loss of cable per km at normal voltage and frequency Watts/km
2.6) Short circuit capacity for 1 Sec. KA (rms)
2.7) Short Circuit current capacity of armour (kA for 1 sec)
2.8) Maximum dielectric stress at core screen (kV/cm)
2.9) Maximum overall dia. of cable (mm)
3.0) Construction details including type of material used and thickness of each material for each type of cable in a tabular form.
Date |  | Name
Place |  | Designation
Name of the Company

## DRS-17
Karnataka Power Transmission Corporation Limited
Bid Enquiry No: KPTCL/2026-27/UC/WORK_INDENT3890
Tender for the Work of Providing alternate source to 66/11 kV Telecom Layout sub-station from 66/11 kV Chandra Layout sub-station by running 66KV, 1000Sq.mm SC U.G.Cable for a route length of 2.86 Kms along with Construction of one number of 66kV Terminal bay at existing 66/11kV Chandra Layout sub-station for terminating 66kV, 1000 sqmm UG Cable from existing 66/11kV Telecom Layout substation and Construction of one number of 66kV Terminal bay at existing 66/11kV Telecom Layout sub-station for terminating 66kV, 1000 sqmm UG Cable from existing 66/11kV Chandra Layout substation in Bengaluru North Taluk, Bangalore Urban District on Total TurnKey basis including supply of all matching materials/equipments and erection (including civil works) of all materials/equipments, testing and commissioning.
DRS - 17
GUARANTEED TECHNICAL PARTICULARS FOR DIESEL GENERATING SETS
(Bidder should indicae the guaranteed technical data of all equipments/materials
for each type of rating separately)
| Bidder's name | VOID
1.00.00 | General
1.01.00 | Bidder's name and address
1.02.00 | Manufacturer's name, type and address for
a | Diesel engine along with accessories
b | Alternator
c | Exciter
d | Battery
e | Batery Charger
f | DG control panel for site condition
2.00.00 | Engine
2.01.00 | Rating
2.02.00 | Revoluions per minute
2.03.00 | Number and arrangement of cyliners
2.04.00 | No. of strokes
2.05.00 | Method of starting
2.06.00 | Time required for startting from cold
2.07.00 | Auxiliary power consumption
2.08.00 | Type of governor
2.08.01 | Sensitivy of Governor
2.09.00 | Guaranteed limits of governing
a | Permanent variation
b | Full load thrown off
c | Full load put on
2.10.00 | total speed variation
2.11.00 | Specification of fuel oil
2.12.00 | Specification of lube oil
2.13.00 | Guaranteed fuel consumption
a | At full load
b | At 3/4 load
c | At 1/2 load
d | At 1/4 load
2.14.00 | Lubricating oil consumption
2.15.00 | Mechanical efficiency
2.16.00 | Thermal efficiency
2.17.00 | Method of aspiration
2.18.00 | Method of cooling of engine and lubricating oil
2.19.00 | Amount of water required for cooling system
2.20.00 | Total weight
2.21.00 | Space requirement including clearances
2.22.00 | Maker's name, type and technical Literature for the following:
a | Air filter cum silencer
b | Thermo meter
c | Pressure guages
d | Level indicator
e | Tachometer
f | Fuel oil pump
2.23.00 | Mechanical auxiliaries load connected on main shaft with rating
3.00.00 | Storage tank
a | Type and shape
b | Capacity
c | Number specified
d | Material of construction
e | Overall dimensions
f | Plate thickness
4.00.00 | Alternator
4.01.00 | Rated KW capacity
4.02.00 | Rated KVA capacity
4.03.00 | Rated Terminal voltage
4.04.00 | Rated power factor
4.05.00 | Rated stator current
4.06.00 | Rated speed
4.07.00 | Rated frequency
4.08.00 | No. of phases
4.09.00 | Excitation current and voltage at rated power output and power factor
4.10.00 | Efficiencies and power factor at 110%. 100%, 75%, 50% and 25% of full load
4.11.00 | Inherentt regulation (o C)
4.12.00 | % Impedance
a | Xd" Saturated
b | Xd" Unsaturated
c | Xd"
d | Xd"
e | Xo
4.13.00 | Type of exciter used, Capacity rating of exciter
4.14.00 | Class of insulation
4.15.00 | Permissible temperaure rise of
a | Armature winding
b | Field winding
c | Bearing
4.17.00 | Short circuit ratio gap
4.18.00 | Overload capacity
4.19.00 | Insulation level test voltage
4.20.00 | Total weight & dimensions
4.21.00 | Applicable standards
4.22.00 | Automatic voltage regulator type, Technical, specifications and characteristics curves
4.23.00 | Elecrical auxiliaries load connected to generator terminals with rating
5.00.00 | Engine alternator set
5.01.00 | Starting time (in sec)
5.02.00 | Interval between starting impulse (in sec)
5.03.00 | No. of starting impulses
5.04.00 | Time for picking up the load
6.00.00 | Control Panel / Board
6.01.00 | Manufacurer's name and address
6.02.00 | Sheet steel thickness
6.03.00 | Dimensions
6.04.00 | Colour shadeas per IS:5
6.05.00 | Degree of protection
6.06.00 | Mounting details
6.07.00 | Make, type technical specification and catalogues for each type component to be mouned in conrol panel enclosed.
6.08.00 | Current Transformer | Measurement | Protection
a | Type and make
b | Rated ransformation ratio
c | Rated primary current
d | Rated secondary current
e | No. of cores
f | Insulation class
g | Rated output
h | Class of accuracy
i | Accuracy limit factor
j | Applicable standards
6.09.00 | Wiring
a | Voltage Grade
b | Insulation
c | Conductor material
d | (mm2) size of conductor
i | For AC circuits
ii | For DC Circuits
e | No of conductors
f | Maximum current rating
g | Colour code used
h | Type of terminals
i | Size of erminals
j | Applicable standards
6.10.00 | Indicating Instruments
a | Make
b | Size
c | Scale size (in degree)
d | Accuracy
e | VA burden
f | Relevant catalogue enclosed
7.00.00 | Battery Charger
7.01.00 | Manufacturer's name and address
7.02.00 | Type of rectifier
7.03.00 | Rated ouput current (Amps)
7.04.00 | Output voltage range (Volts)
7.05.00 | Applicable standards complete technical specification and literature to be furnished
8.00.00 | Battery
8.01.00 | Type
8.02.00 | Name of Manufacurer and address
8.03.00 | No. of cells
8.04.00 | Capacity in AH
8.05.00 | Capaciy current of
i | Full charged battery
ii | Fully discharged battery
8.06.00 | Average life in years
8.07.00 | Applicable standard
8.08.00 | Weight of the battery
Date |  | Name
Place |  | Designation
Name of the Company

## DRS-18(a)
Karnataka Power Transmission Corporation Limited
Bid Enquiry No: KPTCL/2026-27/UC/WORK_INDENT3890
Tender for the Work of Providing alternate source to 66/11 kV Telecom Layout sub-station from 66/11 kV Chandra Layout sub-station by running 66KV, 1000Sq.mm SC U.G.Cable for a route length of 2.86 Kms along with Construction of one number of 66kV Terminal bay at existing 66/11kV Chandra Layout sub-station for terminating 66kV, 1000 sqmm UG Cable from existing 66/11kV Telecom Layout substation and Construction of one number of 66kV Terminal bay at existing 66/11kV Telecom Layout sub-station for terminating 66kV, 1000 sqmm UG Cable from existing 66/11kV Chandra Layout substation in Bengaluru North Taluk, Bangalore Urban District on Total TurnKey basis including supply of all matching materials/equipments and erection (including civil works) of all materials/equipments, testing and commissioning.
DRS - 18(a)
GUARANTEED TECHNICAL PARTICULARS FOR STATION /PLCC BATTERY SET AND BATTERY CHARGERS
(Bidder should indicate the guaranteed technical data of all equipments/ materials for each type of rating separately)
Bidders name
Sl. No. | PARTICULARS | Units | 110 V, 200 AH Battery sets
1 | Type of Cell
2 | Plante type or Grid Plate type:
Type reference:
3 | Nominal Voltage per cell | Volts
4 | Manufacture’s Name
5 | Standards to which battery is manufactured
6 | IS Nomenclature
7 | Number of cells in the battery bank
8 | Nominal Voltage of Battery | Volts
9 | Declared Capacity at 27 degree C upto 1.85 ecv
| i). Initial | AH
| ii). Rated | AH
| iii). End of Life | AH
10 | Rated Capacity at minimum ambient temperature | Ah
11 | Rated Capacity at maximum ambient temperature | Ah
12 | Capacity in AH at various end cell voltages and duration of discharge
E. C. V.
| 5 minutes | 1.62
| 15 minutes | 1.65
| 30minutes | 1.69
| 45 minutes | 1.71
| 1 hour | 1.75
| 2 hour | 1.78
| 3 hour | 1.8
| 4 hour | 1.81
| 5 hour | 1.82
| 6 hour | 1.83
| 7 hour | 1.83
| 8 hour | 1.84
| 9 hour | 1.84
| 10 hour | 1.85
13 | Open circuit voltage of each battery cell
a). Fully charged
b). Floating condition
c). When completely discharged at
i). 10hr. rate
14 | Maximum momentary current for 1 min till 1.60 e.c.v.
15 | Expected life of battery under normal operation & maintenance conditions | Years
16 | Internal Resistance of each cell (IR) | milli ohms
a). at Fully charged condition
b). at Fully discharged condition
c). at Floating condition
17 | Total Resistance of Battery including inter connectors between the cells | Ohms
18 | Loss in Capacity in 21 hours due to self discharge | %
19 | Recommended Charging rate for
a). Float charging
| i. Limit current | A
| ii. Voltage | V
b). Boost Charging
| i. Starting Current | A
| ii. Finishing current | A
| iii. Voltage | V
20 | Trickle Charging Rate
| i. Minimum | mA
| ii. Maximum | mA
21 | Equalizing Charge
| a). Voltage | V
| b). Current | A
| c). Duration | Hrs.
| d). Interval between successive equalizing charge | Months
22 | a). Time to full charge at finishing rate only | Sec
| b). Time to full charge at higher starting rate | sec
| c). Time for full charge to charge by two step charging at starting up and finishing rates | Sec
23 | Recommended Specific gravity of Electrolyte at 27deg. C
a). for first filling
b). at full charge
c). when Battery is discharged at 10 hours rate
24 | Permissible max. temperature of electrolyte
| a). During Initial Charging | deg C
| b). During Normal Charging | deg C
25 | a.Amount of electrolyte and Specific gravity at 27 deg. C
for first filling
b) Electrolyte conforms to Standard
26 | Overall dimensions
| i). Each cell L x W x H | mm
(tolerance of +/-2mm in each case)
| ii). Complete Battery | mm
27 | Distance between cell centres | mm
28 | Quantity of Electrolyte per cell | litres
29 | Quantity of Electrolyte for battery (including 10% extra) | litres
30 | Weight (+/-5%)
| Each cell i). without acid | Kg
| ii). With acid | kg
31 | Complete Battery i). without acid | Kg
| ii). With acid | kg
32 | Total shipping weight of Battery units | Kg
33 | Material and type of Plates
(i). Positive Plates
a). Material and Type
| b). Height of Positive Plate | mm
| c). Thickness of Positive Plate | mm
| d). Area of Positive Plate | Sq.m
e). No. of positive plates per cell
f). Whether positive plates of individual cells are interchangeable
(ii) Negative Plates
a). Material and Type
| b). Height of Negative Plate | mm
| c). Thickness of Negative Plate | mm
| d). Area of Negative Plate | Sq.m
e). No. of Negative plates per cell
f). Whether Negative plates of individual cells are interchangeable
34 | Material and type of Separators
a). Material and Type
| b). Thickness of separator | mm
35 | Clearance between bottom of the plate and the bottom of the container | mm
36 | Clearance between top of the plates and top of container | mm
37 | Clearance between edges of plates and inner surface of container | mm
38 | Sediment space (depth) | mm
39 | Whether explosion vents are offered
40 | Type of Vent and Filling Plugs
41 | Container
| a). Thickness of Container | mm
b). Material of Container & Type
c). Outside dimensions (L x B x H)
42 | Cover
a). Type of cover
b). Material of cover
43 | Connections
44 | Material of Inter-Cell Connectors
45 | Thickness of Inter-Cell Connections | mm
46 | Method of connection
47 | a). Inter-row, Inter-tier connectors and end take-offs furnished?
b). Description, Size, current rating, Type & Material
48 | Connection hardware with 5% extra furnished?
49 | Material of Bolt, Nut and Washer for inter-cell and Cable Connections
50 | Cell insulators provided. If yes, material of insulator | Yes/No
51 | Racks
a). Number of racks per battery
b). Number of cells per rack
c). Type of racks
d). Material of rack
e). Dimensions of the racks
f). Net weight
g). Shipping weight
52 | Racks provided with
a). Numbering tags for cells
b). Insulators
c).Whether anti acid coating is provided
53 | Insulator with 5% extra furnished for
a). Cell
b). Stand
54 | Ventilation requirements
55 | Cubic content of battery rooms | m3
56 | Gas generation per single cell per hour | Lit
57 | No. of air exchanges required per hour
58 | Standard Maintenance accessories provided | Yes/No
59 | Gasification Voltage per Cell | Volt
60 | Recommended Max. period of cell storage before the first Charge (After Installation and filling of Electrolyte)
61 | Recommended Storage life of Battery (dry shelf life)
62 | Does the battery meet the required duty cycle curve | Yes/No
63 | Short circuit current at Battery terminals when
a). Float at 2.1 Volts/Cell
b). Boost charge to 2.75 Volts/Cell
64 | Time for which the Battery can withstand short circuit at terminals.
70 | Dimensioned layout drawings of the rack & battery to be attached with the tender. | Yes/No
Battery Charger |  |  | Battery Charger for 110V, 200 AH Battery sets
1 | Manufacturer’s type of designation
2 | Type of Rectifier and rating as per IS – 3895 with latest version
3 | Input AC supply.
a) | Voltage
b) | Current
c) | No. of Phases
d) | Frequency
e) | Power Factor
4 | Percentage Tap provided on the Transformer +/- & Voltage ratio of Transformer & KVA rating.
i) For Boost Charger
ii) For Float Charger
5 | Boost/Quick charge current
Minimum
Maximum
6 | Float Charge Current
Minimum
Maximum
7 | Trickle Charge Current
Minimum
Maximum
8 | Whether Auto/Manual feature is provided
9 | Whether voltage across load is constant while boost/quick charging the battery
10 | Whether Automatic change over from Boost Charging mode to Float Charging is provided when AC failure takes place.
11 | a) Allowable limits to voltage variation on A.C. side for satisfactory charging of DC side.
b) Type of device on AC side
12 | Instantaneous forward voltage drop versus instantaneous current at rated service (a graph to be enclosed)
13 | Type of voltage control for Boost Charger, Float charger & Trickle Charger
14 | Instantaneous reverse current versus instantaneous reverse volts at rated service (a graph to be enclosed)
15 | Range of variation of DC voltage and device used for the same
16 | Rated DC output for
a) Boost Charger
b) Float Charger
17 | D.C. output voltage regulation from no load to full load
18 | Maximum ripple content in %
19 | Maximum permissible temperature rise over an ambient temperature
20 | Whether the charger is tropicalised
21 | Over load capacity
22 | Duration of overload
23 | Efficiency at
a) 25% Load
b) 50% Load
c) 75% Load
d) 100% Load
24 | Dimensions of the charger width x Height x depth in mm
25 | Weight of the charger in Kgs
26 | Recommended spares
27 | List of major accessories provided
28 | Other Details, if any
29 | Rating & make of Thyristor
30 | Meters (Ammeter/Voltmeter)
a) Type & Make
b) Size
c) Scale Range
d) Accuracy
31 | Heat Sink for Boost Charger & Float Charger Whether provided
DETAILS OF COMPONENTS & RATING
I | DC Distribution Board
i. Maker's Name
ii. Country of Manufacturer
iii. Number of Circuits with rating
II | BUS BARS
i. Sectional Area
ii. Material
iii. Current Carrying Capacity
iv Maximum Temperature rise over 45oC ambient with continuous full load condition
v. Type of Supporting Insulator
III | Small Wiring
i. Type
ii. Size
IV | Moulded Case (OR Equivalent) Air Break Switch & Fuse Units
i. Type
ii. Make
iii. Normal Voltage
iv. Normal Current
v. Interrupting Capacity
vi. Fusing Factor for fuses
vii. Temperature rise of contact under oC continuous full load condition over 45oC ambient temperature
viii. Material & Type of Contact
V | Dimensions of Battery Charging Panel (Including DCDB)
i. Width
ii. Depth
iii. Height
VI | Dimensions of DC Distribution Panel
i. Width
ii. Depth
iii. Height
VII | i. Number of Crates for Shipment, Shipping Dimensions of the largest crate
ii. Whether equipments and the Switchboards are tropicalized or not
iii. How is access provided to the switchboard interior
iv. Mounting Arrangements for cable glands provided.
Date |  | Name
Place |  | Designation
Name of the Company

## DRS-20(a)
Karnataka Power Transmission Corporation Limited
Bid Enquiry No: KPTCL/2026-27/UC/WORK_INDENT3890
Tender for the Work of Providing alternate source to 66/11 kV Telecom Layout sub-station from 66/11 kV Chandra Layout sub-station by running 66KV, 1000Sq.mm SC U.G.Cable for a route length of 2.86 Kms along with Construction of one number of 66kV Terminal bay at existing 66/11kV Chandra Layout sub-station for terminating 66kV, 1000 sqmm UG Cable from existing 66/11kV Telecom Layout substation and Construction of one number of 66kV Terminal bay at existing 66/11kV Telecom Layout sub-station for terminating 66kV, 1000 sqmm UG Cable from existing 66/11kV Chandra Layout substation in Bengaluru North Taluk, Bangalore Urban District on Total TurnKey basis including supply of all matching materials/equipments and erection (including civil works) of all materials/equipments, testing and commissioning.
DRS - 20 (a)
GUARANTEED TECHNICAL PARTICULARS FOR CONTROL CABLE
(Bidder should indicate the guaranteed technical date of all equipments/materials for each type of rating separately)
SL. No | PARTICULARS
Bidder's Name
Control Cable
1 | Make
2 | Cable Sizes
3 | Manufacturer’s type designation
4 | Applicable Standard
5 | Rated voltage (volts)
6 | Type & Category
7 | Suitable for earthed or unearthed system
8 | Continuous current rating when laid in air in a ambient temp. of 50°C and for maximum conductor temp. of 70°C of PVC Cables (For information only)
9 | Ration factors applicable to the current ratings for various conditions of installation.
10 | Short Circuit capacity
a)Guaranteed short circuit Amp. (rms) KA for 0.12sec duration at rated conductor temperature of 90 degree C, with an initial peak of 105kA.
b). Maximum conductor temp. allowed for the short circuit duty (deg. C) as stated above.
11 | Conductor
a) Material
b) Grade
c) Cross section area (Sq.mm)
d) Number of wires (No.) minimum
e) Form of conductor
f) Direction of lay of stranded layer
12 | Conductor resistance (DC) at 20°C per km - maximum
13 | Insulation
a) Composition of insulation
b) Nominal thickness of insulation (mm)
c) Minimum thickness of insulation
14 | Inner Sheath
a) Material
b) Calculated diameter over the laid up cores, (mm)
c) Thickness of sheath (minimum) mm
15 | Armour
a) Type and material of armour
b) Direction of armouring
c) Calculated diameter of cable over inner sheath (under armour), mm
d) Nominal diameter of round armour wire (minimum)
e) No. of Armour wires/stripes
f)Short circuit capacity of the armour along for 1 second – for info. Only
g) DC resistance at 200C (Ω/Km)
16 | Outer sheath
a) Material (PVC Type)
b) Calculated diameter under the sheath
c) Min. thickness of sheath (mm)
d) Colour of Sheath
17 | Properties
a) Guaranteed value of minimum oxygen index of outer sheath at 270C *
b)Guaranteed value of minimum temperature index at 21 oxygen index *
c). Smoke density rating as per IEC 61034 *
d). Maximum HCL emission as per IEC 60754-1 *
e)All the factory acceptance test to be done as per relevant IS/IEC and KPTCL specification
18 | a)Overall diameter of cable
b). Tolerance of overall diameter (mm)
19 | Cable Drums
a) Max./standard length per drum for each size of cable (single length) with ±5% Tolerance (mtrs)
b) Non standard drum lengths
20 | Whether progressive sequential marking on outer sheath provided at 1 meter interval
21 | Identification of cores
a) Colour of cores
b) Numbering
22 | Whether cables offered are ISI marked
23 | Whether cables offered are suitable for laying as pr IS 1255
24 | 1) Continuous current rating of the cable
a) In ground at soil temperature 30°C and soil thermal resistivity of 150°C cm/watt and depth of burial about a metre (A)
b) In air at 40°C (A)
c) Overload capacity and duration (A, Hr)
d) Derating Factors for :
i) Soil temperature and thermal resistivity
ii) Ambient temperature
iii) Single core cables laid in trefoil circuits
2) General Technical Data (Power cables)
2.1) Equivalent star impedance per km of 3 Ph, circuit at power frequency at maximum conductor temperature (Ohm)
2.2) Maximum electrostatic capacitance per core per km of cable (F)
2.3) Maximum charging current per conductor per km at nominalvoltage (A)
2.4) Loss tangent at normal frequency and rated voltage
2.5) Maximum dielectric loss of cable per km at normal voltage and frequency Watts/km
2.6) Short circuit capacity for 1 Sec. KA (rms)
2.7) Short Circuit current capacity of armour (kA for 1 sec)
2.8) Maximum dielectric stress at core screen (kV/cm)
2.9) Maximum overall dia. of cable (mm)
3.0) Construction details including type of material used and thickness of each material for each type of cable in a tabular form.
Date |  | Name
Place |  | Designation
Name of the Company

## DRS-25
Karnataka Power Transmission Corporation Limited
DRS-25
Bid Enquiry No: KPTCL/2026-27/UC/WORK_INDENT3890
Tender for the Work of Providing alternate source to 66/11 kV Telecom Layout sub-station from 66/11 kV Chandra Layout sub-station by running 66KV, 1000Sq.mm SC U.G.Cable for a route length of 2.86 Kms along with Construction of one number of 66kV Terminal bay at existing 66/11kV Chandra Layout sub-station for terminating 66kV, 1000 sqmm UG Cable from existing 66/11kV Telecom Layout substation and Construction of one number of 66kV Terminal bay at existing 66/11kV Telecom Layout sub-station for terminating 66kV, 1000 sqmm UG Cable from existing 66/11kV Chandra Layout substation in Bengaluru North Taluk, Bangalore Urban District on Total TurnKey basis including supply of all matching materials/equipments and erection (including civil works) of all materials/equipments, testing and commissioning.
TECHNICAL DATA SHEET
SCHEDULE OF GUARANTEED TECHNICAL PARTICULARS OF TOWERS
BIDDERS NAME AND ADDRESS
| 1 | Standards adopted : i) Properties of Section
ii) Bolts and Nuts
iii) Galvanising
| 2 | Minimum sheared edge distance (mm)
| 3 | Minimum Rolled edge distance (mm)
| 4 | Quality of Zinc used for galvanizing
| 5 | Maximum percentage increase in structure Weight due for galvanization
| 6 | Quality of Zinc required for galvanization Per MT of structurals
| 7 | Size of bolts and nuts (including foundation bolts and nuts for support structure) i) Fasternes
ii) Step bolts
iii) Foundation Bolts
| 8 | i. Name of designer of Towers
ii. Name of fabricators of Towers
| 9 | Maximum Working stress employed in design: i. Tension of net sectional area Kg/Sq.mm
ii. Compression of Gross Sectional area Kg/Sq.mm
iii. Shearing stress on bolts Kg/Sq.mm
iv. Bearing stress on bolts Kg/Sq.mm
v. Strut formula adopted for determining Crippling stress in designs Kg/Sq.mm
| 10 | OTHER PARTICULARS:
i. Maximum slenderness ratio used in designs: a) Main members
b) Lattice members having nominal stresses
c) Redundant member having nominal stresses
d) Members under tension only
ii. Standards according to which properties of sections have been adopted in Design
iii. Standard specifications according to which the quality of steel for the sections assumed in designs.
iv. Standard to which galvanizing will conform
v. Minimum edge shear distances
vi. Minimum shear edge distances.
vii.Minimum rolled edge distances
viii. Quality of zinc required per Metric tonne of tower weight
ix. Sizes of bolts and bolt holes
x. Standards to which bolt holes confirm
xi. Maximum percentage increase in tower due to galvanizing
xii. Name of manufacturer of bolts and nuts
Dated |  |  | Name
Place |  |  | Designation
Name of the Company

## DRS-26
Karnataka Power Transmission Corporation Limited
DRS-26
Bid Enquiry No: KPTCL/2026-27/UC/WORK_INDENT3890
Tender for the Work of Providing alternate source to 66/11 kV Telecom Layout sub-station from 66/11 kV Chandra Layout sub-station by running 66KV, 1000Sq.mm SC U.G.Cable for a route length of 2.86 Kms along with Construction of one number of 66kV Terminal bay at existing 66/11kV Chandra Layout sub-station for terminating 66kV, 1000 sqmm UG Cable from existing 66/11kV Telecom Layout substation and Construction of one number of 66kV Terminal bay at existing 66/11kV Telecom Layout sub-station for terminating 66kV, 1000 sqmm UG Cable from existing 66/11kV Chandra Layout substation in Bengaluru North Taluk, Bangalore Urban District on Total TurnKey basis including supply of all matching materials/equipments and erection (including civil works) of all materials/equipments, testing and commissioning.
TECHNICAL DATA SHEET
GUARANTEED TECHNICAL PARTICULARS OF TOWER FOUNDATIONS
BIDDERS NAME AND ADDRESS
| I | Properties of concrete used 1:2:4 Mix (M15) a) Effective weight in dry locations
b) Effective weight in wet locations
c) Maximum compressive strength
d) Maximum tension strength
e) Maximum bond strength
f) Maximum shear strength
g) Maximum punching shear strength
| II | Thickness of the minimum layer of concrete from the extreme edge of the concrete
| III | Minimum thickness of chimney: a) In wet locations
b) In dry locations
| IV | Quantity of cement required per Cmt. Of finished concrete: a) 1:2:4 Concrete
b) 1:3:6 Concrete
| V | Formula adopted for calculating side thrust:
IMPORTANT
The Bidder shall furnish a typical sketch of foundation for all types of foundation for all types of soil conditions with the Bid.
Dated |  | Name
Place |  | Designation
Name of the Company

## DRS28
Karnataka Power Transmission Corporation Limited
Bid Enquiry No: KPTCL/2026-27/UC/WORK_INDENT3890
DRS-28
Tender for the Work of Providing alternate source to 66/11 kV Telecom Layout sub-station from 66/11 kV Chandra Layout sub-station by running 66KV, 1000Sq.mm SC U.G.Cable for a route length of 2.86 Kms along with Construction of one number of 66kV Terminal bay at existing 66/11kV Chandra Layout sub-station for terminating 66kV, 1000 sqmm UG Cable from existing 66/11kV Telecom Layout substation and Construction of one number of 66kV Terminal bay at existing 66/11kV Telecom Layout sub-station for terminating 66kV, 1000 sqmm UG Cable from existing 66/11kV Chandra Layout substation in Bengaluru North Taluk, Bangalore Urban District on Total TurnKey basis including supply of all matching materials/equipments and erection (including civil works) of all materials/equipments, testing and commissioning.
TECHNICAL DATA SHEET
GUARANTEED TECHNICAL PARTICULARS OF HARDWARE OF INSULATORS
BIDDERS NAME AND ADDRESS
Sl.No. | Particulars | Single Suspension | Double Suspension | Single Tension | Double Tension
1 | 2 | 3 | 4 | 5 | 6
1 | Maker’s Name and Address
2 | Size and designation of ball and socket with standard to Which it conforms.
3 | Details of Hardware a. Breaking strength kGs
b. Slipping strength kGS.
c. Dimensions mm
d. Length of string mm
e. Distance between arcing horn tips
f. Size of arcing horn i. Line side
ii. Tower side
4 | Manufacturing process of dead end clamp whether cast or extruded
5 | Angle of inclination of jumper terminal in case of dead end clamps.
6 | Guarantee of conductivity of dead end clamp a. Results of heating cycle test carried out if any
b. Value of electrical resistance
7 | Materials of security clips and pins used
8 | Results of type test, routine and sample test carried out if any.
9 | Components: Material with minimum Bending Strength chemical suspension tension composition a) Socket Clevis
b) Ball Clevis
c) Anchor Shackle
d) Clevis Clevis
e) Chain Link
f) Yoke Plate
g) Arcing Horn
h) Security Clip
i) Turn Buckle
j) Corona Ring
k) Sag adjustment plate
l) Horn holder ball eye
m) Twisted shackle -- i. Whether the parts are designed for interchangeability for different types of string.
ii. Standard specifications to which the materials conform to
iii. Standarad specifications to which galvanising conforms to.
iv. Corona performance
v. Whether reference drawings attached
vi. Whcther reference type tests and other test report attached.
10 | CLAMPS i. Type
ii. Material with chemical composition a. Clamp
b. Keeper plate
c. Side strap or link
d. Saddle
e. Elastomer
f. ‘U’ Bolt
iii. Slip strength
iv. Breaking strength
v. Magnetic Power loss in Watts.
vi. Electrical Resistance
11 | PREFORMED ARMOUR RODS: a. Materials with chemical composition
b. Breaking strength
c. Weight
d. Conductivity
e. No. of Rods per set
f. Diameter of rod with tolerance
g. Length of rod with tolerance
12 | BOLTS AND NUTS a) Make of Bolts and Nuts
b) Standard specifications to which Galvanising conforms,
13 | COMPLETE STRING i. RIV at 266 kV in micro volts
ii. Minimum corona extinction voltage
iii. Maximum voltage across any disc
iv.Mechanical failing load Kgf
v. No. deformation load Kgf
14 | Total weight of hardware
15 | Whether hardware fittings are suitable for Hot line maintenance
16 | Whether ball and socket meets the ‘GO’ and ‘NO GO’ gauge Test as per IS:2485 (Part-II 1972)
Date |  | Name
Place |  | Designation
Name of the Company