## Financial
FINANCIAL BID
NIT No.:-01R1/Motipur(NQ)2026-2027/O&M-PHED
GROUP No.:-01
NAME OF WORK- |  | Comprehensive operation and maintenance, routine repairs and Special repairs of i.) Rural Piped Water Supply Scheme (PWS)- 12 Nos, ii.) Single Village piped water supply schemes (SVS)- 15 Nos, iii.) Ward level Piped Water Supply Schemes in non quality affected wards (WLS)-125 Nos based on item rates; constructed by the Public Health Engineering Department including payment to the pump operators, electricity bills for five years.
Date of Tender :- |  | 15.05.2026
Estimated Cost :- |  | 238863300
Earnest Money :- |  | 3389000
Duration of Maintenance Period |  | 5 Year
Cost of BOQ :- |  | 10000
SCHEDULE- 'A'
SI NO. | PARTICULARS |  |  | No. of Scheme | AMOUNT
1 | 2 |  |  | 3 | 4
1 | Comprehensive operation and maintenance, routine repairs and Special repairs of i.) Rural Piped Water Supply Scheme (PWS)- 14 Nos, ii.) Single Village piped water supply schemes (SVS)- 15 Nos, iii.) Ward level Piped Water Supply Schemes in non quality affected wards (WLS)-125 Nos based on item rates; constructed by the Public Health Engineering Department including payment to the pump operators, electricity bills for five years. |  |  | (i) WLS(Non Quality):-125 (ii) PWSNon Quality) -14 (iii) SVS Non Quality)-15 . | 238863300
Total Amount |  |  |  |  | 238863300
Rupees Twenty Three Crore Eighty Eight Lacs Sixty Three Thousand Three Hundred Only
SCHEDULE- B---------------------------- NIL
SCHEDULE- C---------------------------- NIL
1 | Estimated cost |  | Rs. | 238863300 | (A)
2 | Cost of Govt. Material |  | :- | NIL | NIL (B)
3 | Name of the Contractor |  | :-
4 | Address of the Contractor |  | :-
5 | I/we offer in Figures……. in words………………… % (Percentage) High on the rate for the fixed cost (Part I) for operation of the schemes. |  | IN FIG.
|  |  | IN WORDS |  |  |  | 60
6 | I/we offer in Figures……. in words………………… % (Percentage) High / Less on the rate for the variable cost (Part-II) for maintenance of the schemes. |  | IN FIG. |  |  |  | 100
IN WORDS
7 | Average rate quoted by the bidder |  |  | 0
| Note :- 1.) Bidders has to quote rate in Percentage High/Less only. |  |  |  |  | 0.6
Note :- 2.) Items/ Quantity of Work will be decided by the department on day to day / priority basis during period of maintenance.
Note :- 3.) The quoted rate for the operation part I (fixed cost) i.e. the payment to the operators and the electricity bills, the quote shall not be negative.
Note :- 4.) The electricity bills shall be paid as per actual.
Note :- 5.) The entry in row 7 shall be considered for decision of financially lowest bid.
Executive Engineer, P.H.Division, Motipur

## BOQ1
GOVERNMENT OF BIHAR
Public Health Engineering Department
Bill of Quantity 1 (Variable Cost)
S.N. | Description | [12 empty] | Quantity | Unit | Rate | Total Amount
1A | Construction of 150mm X100mmx 125m deep T/W etc. all complete and as per direction of E/I.(As per sub Estimate no.- 1) | [12 empty] | 1 | Nos. | 294314.7312 | 294314.7312
1B | Construction of 150 mmX90m deep drilled T/W etc. all complete and as per direction of E/I. | [12 empty] | 1 | Nos. | 180147.6888 | 180147.6888
2 | Constructing masonry Chamber 100x100x75 cm inside, in brick work in cement mortar 1:4 (1 cement : 4 coarse sand) for Tube Well, and RCC top slab 1:1.5:3 mix (1 cement : 1.5 coarse sand : 3 graded stone aggregate 20mm nominal size ) , necessary excavation, foundation concrete 1:2:4(1 cement : 2 fine sand : 4 graded stone aggregate 20 mm nominal size) and inside plastering with cement mortar 1:3 (1 cement : 3coarse sand) 12 mm thick with 5% cico fnished with a floating coat of neat cement, out side plastering with cement mortar 1:4 (1 cement : 4coarse sand) 12 mm thick complete as per standard specifications & direction of E/I. (As per sub Estimate no.- 2) | [12 empty] | 1 | Nos. | 15314.076 | 15314.076
3A | Supply Installation, commissioning and testing of single phase 3 H.P submersible pump set having discharging capacity 3.35 lps at a total head of 35 meter(approx) of different capacity of KSB/ Kirloskar or equivalent make with all accessories & fittings such as 7.5KVA Stabalizer, cable, panel board etc including loading unloading and transportation of the pump set to the work site with all required labour, materials, tools and tackles installation, testing & commissioning as per standards specifications and direction of E/I. (As per sub Estimate no.- 3a) | [12 empty] | 1 | Nos. | 110628 | 110628
3AA | Supply Installation, commissioning and testing of single phase 3 H.P submersible pump set only having discharging capacity 3.35 lps at a total head of 35 meter(approx) of different capacity of KSB/ Kirloskar or equivalent make with all accessories & fittings etc including loading unloading and transportation of the pump set to the work site with all required labour, materials, tools and tackles installation, testing & commissioning excluding the cost of GI pipes for lowering and cables etc. as per standards specifications and direction of E/I. (As per sub Estimate no.- 3a items) | [12 empty] | 1 | Nos. | 25000 | 25000
3B | Supply Installation, commissioning and testing of single phase 2 H.P submersible pump set having discharging capacity 2.25 lps at a total head of 35 meter(approx) of different capacity of KSB/ Kirloskar or equivalent make with all accessories & fittings such as 7.5KVA Stabalizer, cable, panel board etc including loading unloading and transportation of the pump set to the work site with all required labour, materials, tools and tackles installation, testing & commissioning as per standards specifications and direction of E/I. (As per sub Estimate no.- 3b) | [12 empty] | 1 | Nos. | 68220.6 | 68220.6
3BB | Supply Installation, commissioning and testing of single phase 2 H.P submersible pump set having discharging capacity 2.25 lps at a total head of 35 meter(approx) of different capacity of KSB/ Kirloskar or equivalent make with all accessories & fittings etc including loading unloading and transportation of the pump set to the work site with all required labour, materials, tools and tackles installation, testing & commissioning excluding the cost of GI pipes for lowering and cables etc. as per standards specifications and direction of E/I.(As per sub Estimate no.- 3B items) | [12 empty] | 1 | Nos. | 20000 | 20000
3C | Supply Installation, commissioning and testing of three phase 5 H.P submersible pump set including light wiring, power wiring and extension of over head L.T line from nearest point of electric line up to pump room having 50 C/sec. 2900 rpm at a total head of 35 meter(approx) of different capacity of KSB/ Kirloskar or equivalent make with all accessories & fittings etc including loading unloading and transportation of the pump set to the work site with all required labour, materials, tools and tackles installation, testing & commissioning complete set as per standards specifications and direction of E/I. (As per sub Estimate no.- 3c) | [12 empty] | 1 | Nos. | 140107.728 | 140107.728
3CC | Supply Installation, commissioning and testing of three phase 5 H.P submersible pump set only having 50 C/sec. 2900 rpm at a total head of 35 meter(approx) of different capacity of KSB/ Kirloskar or equivalent make with all accessories & fittings etc including loading unloading and transportation of the pump set to the work site with all required labour, materials, tools and tackles installation, testing & commissioning excluding the cost of GI pipes for lowering and cables etc. as per standards specifications and direction of E/I. | [12 empty] | 1 | Nos. | 40000 | 40000
4a | Providing & Fixing BIS approved 3 HP submersible motar starter all complete as per direction of engineer in charge. (As per sub Estimate no.- 4a) | [12 empty] | 1 | Nos. | 5478.72 | 5478.72
4b | Providing & Fixing BIS approved 2 HP submersible motar starter all complete as per direction of engineer in charge. (As per sub Estimate no.- 4b) | [12 empty] | 1 | Nos. | 4741.2 | 4741.2
4c | Providing & Fixing BIS approved 5 HP submersible motar starter all complete as per direction of engineer in charge. (As per sub Estimate no.- 4c) | [12 empty] | 1 | Nos. | 6321.6 | 6321.6
5a | Supply & Installation of 90-220 V range single phase7. 5 KVA automatic voltage stabilizer make- Sen & Pandit/ Vertex/ISI marked Stabilizer of reputed make. (As per sub Estimate no.- 05) | [12 empty] | 1 | Nos. | 26340 | 26340
5b | Supply & Installation of 90-220 V range single phase 5.0 KVA automatic voltage stabilizer make- Sen & Pandit/ Vertex/ISI marked Stabilizer of reputed make. (As per sub Estimate no.- 05) | [12 empty] | 1 | Nos. | 21072 | 21072
6A | Providing and Laying Distrbution network of 90 MM High Density Polyethylene pipe (HDPE pipe) all complete as per direction of E/I. (As per sub Estimate no.- 6A ) * | [12 empty] | 1 | per m | 794.9397 | 794.9397
6B | Providing and Laying Distrbution network of 75 MM High Density Polyethylene pipe (HDPE pipe) all complete as per direction of E/I. (As per sub Estimate no.- 6B ) * | [12 empty] | 1 | per m | 649.3021 | 649.3021
6C | Providing and Laying Distrbution network of 63 MM High Density Polyethylene pipe (HDPE pipe) all complete as per direction of E/I. (As per sub Estimate no.- 6C ) * | [12 empty] | 1 | per m | 552.2971 | 552.2971
6D | Providing and Laying Distrbution network of 50 MM High Density Polyethylene pipe (HDPE pipe) all complete as per direction of E/I. (As per sub Estimate no.- 6D ) * | [12 empty] | 1 | per m | 439.0457 | 439.0457
6E | Providing and Laying Distrbution network of 40 MM High Density Polyethylene pipe (HDPE pipe) all complete as per direction of E/I. (As per sub Estimate no.- 6E ) * | [12 empty] | 1 | per m | 395.1 | 395.1
7a | Cost of replacement of riser / delivery pipe by 50 mm dia G.I.Pipe from T/well to PVC Tank | [12 empty] | 1 | per m | 603.2914 | 603.2914
7b | Cost of replacement of riser / delivery pipe by 65 mm dia G.I.Pipe from PVC Tank to Distribution main | [12 empty] | 1 | per m | 703.4887 | 703.4887
7c | Cost of replacement of riser / delivery pipe by 80 mm dia G.I.Pipe for wash out | [12 empty] | 1 | per m | 862.0555 | 862.0555
7d | Providing and fixing brass gate valve with C.I. wheel of approved quality (screwed end). 80mm dia Pipe | [12 empty] | 1 | Job | 2346.9994 | 2346.9994
7e | Providing and fixing brass gate valve with C.I. wheel of approved quality (screwed end). 50mm dia Pipe | [12 empty] | 1 | Job | 925.2715 | 925.2715
7f | Supplying all materials labours & fixing 50mm dia. G.I pipe for using as filling station etc. All as per direction of E/I. | [12 empty] | 1 | Job | 3756.6108 | 3756.6108
8 | Estimate for supply & installation of water storage tank (5000 Ltr. =5000 X 1) as per direction of engineer in charge. (As per sub Estimate no.- 08) | [12 empty] | 1 | Job | 55840.8 | 55840.8
9 | Installation of Electronically Regulated Doser type chlorinator using Sodium Hypo Chlorite (Hypo NaOCl) (As per sub Estimate no.-09) | [12 empty] | 1 | Nos. | 24775.404 | 24775.404
10 | Providing and erecting 8M high staging with ladder of ISA65x65x6 and 16mm dia MS bar as trade @ 400mm c/c and GI enclosure to house electric switch panel & treatment unit (where required) of suitably designed MS section of angle, channel, etc. as per drawing attached. (As per sub Estimate no.-10) * | [12 empty] | 1 | Job | 734253.84 | 734253.84
11 | Estimate for Painting of 8M Steel Staging all complete as per direction of engineer in charge. (As per sub Estimate no.- 11) | [12 empty] | 1 | Job | 21282.72 | 21282.72
12a | Estimate for Providing GI enclosure to house electric switch panel for steel structure staging all complete. (As per sub Estimate no.- 12) * | [12 empty] | 1 | per m2 | 1581.77 | 1581.77
12 b | Repair/ Replacement of M.S angle / channel / Roof Sheet including riveted/ welded/bolted in built up sections, trusess and framed work, including cutting,hoisting,fixing in position and applying a priming coat of approved primer all complete | [12 empty] | 1 | per Kg | 109.5744 | 109.5744
13a | Estimate for Construction of floor of staging etc. all complete as per direction of engineer in charge. (As per sub Estimate no.- 13) * | [12 empty] | 1 | per m2 | 1625.5075 | 1625.5075
14 | Providing ladder in staging including all accessories etc. all complete. (As per sub Estimate no.- 14) | [12 empty] | 1 | Job | 13148.928 | 13148.928
15 | Providing New house connection for each house hold including supplying all materials, labours, tools and making ferrule connection with 20 mm dia MDPE and 15mm G.I Pipes with all fittings etc all complete. (As per sub Estimate no.- 15) | [12 empty] | 1 | Each | 2623.464 | 2623
15a | Providing New house connection without retrofitting for each house hold including supplying all materials, labours, tools and making ferrule connection with 20 mm dia MDPE and 15mm G.I Pipes with all fittings etc all complete. (As per sub Estimate no.- 15a) | [12 empty] | 1 | Each | 2197 | 2197
16 | Repairing of House Connection (As per sub Estimate no.- 16) | [12 empty] | 1 | Nos. | 801.7896 | 801.7896
16A | Repairing of House Connection with leakage at ferrule (As per sub Estimate no.- 16A) | [12 empty] | 1 | Nos. | 1495.0584 | 1495.0584
16B | Minor repairs to House Connection (As per sub Estimate no.- 16B) | [12 empty] | 1 | Nos. | 191.7552 | 191.7552
17 | Replacing of damage Bib cock with New Bib cock (As per sub Estimate no.- 17) | [12 empty] | 1 | Nos. | 115.896 | 115.896
18 | Repairing of 3 HP/2 HP Pump Motor (As per sub Estimate no.- 18) | [12 empty] | 1 | Nos. | 9355.968 | 9355.968
18b | Repairing of 5 HP Pump Motor (As per sub Estimate no.- 18b) | [12 empty] | 1 | Nos. | 16583.664 | 16583.664
19 | Repairing of Starter (As per sub Estimate no.- 19) | [12 empty] | 1 | Nos. | 1580.4 | 1580.4
20 | Repairing of Stabilizer (As per sub Estimate no.- 20) | [12 empty] | 1 | Nos. | 3160.8 | 3160.8
21 | Supplying & fitting 2.5 mm2 copper service cable from power point from nearest source up-to pumping station. (As per sub Estimate no.- 21) | [12 empty] | 1 | per m | 136.968 | 136.968
22 | Cleaning of one 5000 Ltr capacity overhead pvc tank and getting water quality tested from departmental lab. (As per sub Estimate no.- 22) | [12 empty] | 1 | Nos. | 526.8 | 526.8
23A | Repairing of Leakages in HDPE Pipe line with PCC cutting & Restoration. (For HDPE Laid at depth 0.5 to 1.0 m)(As per sub Estimate no.- 23) | [16 empty] | 5 | 10 | #REF!
| 90 mm Dia | [12 empty] | 1 | Nos. | 1671.0096 | 1671.0096
| 75 mm Dia | [12 empty] | 1 | Nos. | 1652.0448 | 1652.0448
| 63 mm Dia | [12 empty] | 1 | Nos. | 1596.204 | 1596.204
| 50 mm Dia | [12 empty] | 1 | Nos. | 1563.5424 | 1563.5424
| 40 mm Dia | [12 empty] | 1 | Nos. | 1536.1488 | 1536.1488
23B | Repairing of Leakages in HDPE Pipe line without PCC cutting & Restoration.(For HDPE Laid at depth 0.5 to 1.0 m)(As per sub Estimate no.- 23)
| 90 mm Dia | [12 empty] | 1 | Nos. | 1262.2128 | 1262.2128
| 75 mm Dia | [12 empty] | 1 | Nos. | 1243.248 | 1243.248
| 63 mm Dia | [12 empty] | 1 | Nos. | 1187.4072 | 1187.4072
| 50 mm Dia | [12 empty] | 1 | Nos. | 1154.7456 | 1154.7456
| 40 mm Dia | [12 empty] | 1 | Nos. | 1127.352 | 1127.352
24A | Repairing of Leakages in HDPE Pipe line with PCC cutting & Restoration. (For HDPE Laid at depth 0.0 to 0.5 m)(As per sub Estimate no.- 24)
| 90 mm Dia | [12 empty] | 1 | Nos. | 1590.936 | 1590.936
| 75 mm Dia | [12 empty] | 1 | Nos. | 1571.9712 | 1571.9712
| 63 mm Dia | [12 empty] | 1 | Nos. | 1516.1304 | 1516.1304
| 50 mm Dia | [12 empty] | 1 | Nos. | 1483.4688 | 1483.4688
| 40 mm Dia | [12 empty] | 1 | Nos. | 1456.0752 | 1456.0752
24B | Repairing of Leakages in HDPE Pipe line without PCC cutting & Restoration.(For HDPE Laid at depth 0.0 to 0.5 m)(As per sub Estimate no.- 24)
| 90 mm Dia | [12 empty] | 1 | Nos. | 1182.1392 | 1182.1392
| 75 mm Dia | [12 empty] | 1 | Nos. | 1163.1744 | 1163.1744
| 63 mm Dia | [12 empty] | 1 | Nos. | 1107.3336 | 1107.3336
| 50 mm Dia | [12 empty] | 1 | Nos. | 1074.672 | 1074.672
| 40 mm Dia | [12 empty] | 1 | Nos. | 1047.2784 | 1047.2784
25 | Supplying and laying of submersible flat cable ISI marked 3 core copper wire of suitable size with proper clamping of approved make. (Rate Chattisgarh SOR 34.20.107) | Supplying and laying of submersible flat cable ISI marked 3 core copper wire of suitable size with proper clamping of approved make. (Rate Chattisgarh SOR 34.20.107 Rs.121.00+18% GST) | Supplying and laying of submersible flat cable ISI marked 3 core copper wire of suitable size with proper clamping of approved make. (Rate Chattisgarh SOR 34.20.107 Rs.121.00+18% GST) | Supplying and laying of submersible flat cable ISI marked 3 core copper wire of suitable size with proper clamping of approved make. (Rate Chattisgarh SOR 34.20.107 Rs.121.00+18% GST) | Supplying and laying of submersible flat cable ISI marked 3 core copper wire of suitable size with proper clamping of approved make. (Rate Chattisgarh SOR 34.20.107 Rs.121.00+18% GST) | Supplying and laying of submersible flat cable ISI marked 3 core copper wire of suitable size with proper clamping of approved make. (Rate Chattisgarh SOR 34.20.107 Rs.121.00+18% GST) | Supplying and laying of submersible flat cable ISI marked 3 core copper wire of suitable size with proper clamping of approved make. (Rate Chattisgarh SOR 34.20.107 Rs.121.00+18% GST) | Supplying and laying of submersible flat cable ISI marked 3 core copper wire of suitable size with proper clamping of approved make. (Rate Chattisgarh SOR 34.20.107 Rs.121.00+18% GST) | Supplying and laying of submersible flat cable ISI marked 3 core copper wire of suitable size with proper clamping of approved make. (Rate Chattisgarh SOR 34.20.107 Rs.121.00+18% GST) | Supplying and laying of submersible flat cable ISI marked 3 core copper wire of suitable size with proper clamping of approved make. (Rate Chattisgarh SOR 34.20.107 Rs.121.00+18% GST) | Supplying and laying of submersible flat cable ISI marked 3 core copper wire of suitable size with proper clamping of approved make. (Rate Chattisgarh SOR 34.20.107 Rs.121.00+18% GST) | Supplying and laying of submersible flat cable ISI marked 3 core copper wire of suitable size with proper clamping of approved make. (Rate Chattisgarh SOR 34.20.107 Rs.121.00+18% GST) | Supplying and laying of submersible flat cable ISI marked 3 core copper wire of suitable size with proper clamping of approved make. (Rate Chattisgarh SOR 34.20.107 Rs.121.00+18% GST) | 1 | m | 127.4856 | 127.4856
26 | Replacing damaged portion of riser and delivery pipe 8 meter staging with CPVC / UPVC pipe and providing gun metal Gate valve. (Sub Estimate No.26)
| Replacing damaged portion 50 mm dia. CPVC / UPVC Riser pipe | Replacing damaged portion 50 mm dia. Riser pipe | Replacing damaged portion 50 mm dia. Riser pipe | Replacing damaged portion 50 mm dia. Riser pipe | Replacing damaged portion 50 mm dia. Riser pipe | Replacing damaged portion 50 mm dia. Riser pipe | Replacing damaged portion 50 mm dia. Riser pipe | Replacing damaged portion 50 mm dia. Riser pipe | Replacing damaged portion 50 mm dia. Riser pipe | Replacing damaged portion 50 mm dia. Riser pipe | Replacing damaged portion 50 mm dia. Riser pipe | Replacing damaged portion 50 mm dia. Riser pipe | Replacing damaged portion 50 mm dia. Riser pipe | 1 | m | 833.4 | 833.4
| Replacing damaged portion 80 mm dia. CPVC / UPVC Riser pipe | Replacing damaged portion 80 mm dia. Riser pipe | Replacing damaged portion 80 mm dia. Riser pipe | Replacing damaged portion 80 mm dia. Riser pipe | Replacing damaged portion 80 mm dia. Riser pipe | Replacing damaged portion 80 mm dia. Riser pipe | Replacing damaged portion 80 mm dia. Riser pipe | Replacing damaged portion 80 mm dia. Riser pipe | Replacing damaged portion 80 mm dia. Riser pipe | Replacing damaged portion 80 mm dia. Riser pipe | Replacing damaged portion 80 mm dia. Riser pipe | Replacing damaged portion 80 mm dia. Riser pipe | Replacing damaged portion 80 mm dia. Riser pipe | 1 | m | 1990.78 | 1990.78
| Replacing CPVC / UPVC Gate Valve 50 mm dia. | Replacing Gate Valve 50 mm dia. | Replacing Gate Valve 50 mm dia. | Replacing Gate Valve 50 mm dia. | Replacing Gate Valve 50 mm dia. | Replacing Gate Valve 50 mm dia. | Replacing Gate Valve 50 mm dia. | Replacing Gate Valve 50 mm dia. | Replacing Gate Valve 50 mm dia. | Replacing Gate Valve 50 mm dia. | Replacing Gate Valve 50 mm dia. | Replacing Gate Valve 50 mm dia. | Replacing Gate Valve 50 mm dia. | 1 | Nos. | 915 | 915
| Replacing CPVC / UPVC Gate Valve 80 mm dia. | Replacing Gate Valve 80 mm dia. | Replacing Gate Valve 80 mm dia. | Replacing Gate Valve 80 mm dia. | Replacing Gate Valve 80 mm dia. | Replacing Gate Valve 80 mm dia. | Replacing Gate Valve 80 mm dia. | Replacing Gate Valve 80 mm dia. | Replacing Gate Valve 80 mm dia. | Replacing Gate Valve 80 mm dia. | Replacing Gate Valve 80 mm dia. | Replacing Gate Valve 80 mm dia. | Replacing Gate Valve 80 mm dia. | 1 | Nos. | 2240 | 2240
27 | Development of Twell. (Sub Estimate No.27) | Development of Twell. (Sub Estimate No.11) | Development of Twell. (Sub Estimate No.11) | Development of Twell. (Sub Estimate No.11) | Development of Twell. (Sub Estimate No.11) | Development of Twell. (Sub Estimate No.11) | Development of Twell. (Sub Estimate No.11) | Development of Twell. (Sub Estimate No.11) | Development of Twell. (Sub Estimate No.11) | Development of Twell. (Sub Estimate No.11) | Development of Twell. (Sub Estimate No.11) | Development of Twell. (Sub Estimate No.11) | Development of Twell. (Sub Estimate No.11) | 1 | Job | 16973.496 | 16973.496
28 | Repairing and painting of RCC staging (Sub Estimate No.28) | Development of Twell. (Sub Estimate No.11) | Development of Twell. (Sub Estimate No.11) | Development of Twell. (Sub Estimate No.11) | Development of Twell. (Sub Estimate No.11) | Development of Twell. (Sub Estimate No.11) | Development of Twell. (Sub Estimate No.11) | Development of Twell. (Sub Estimate No.11) | Development of Twell. (Sub Estimate No.11) | Development of Twell. (Sub Estimate No.11) | Development of Twell. (Sub Estimate No.11) | Development of Twell. (Sub Estimate No.11) | Development of Twell. (Sub Estimate No.11) | 1 | Job | 75437.76 | 75437.76
29 | Restoration of road for pipeline work having trench size 300 mm. | Development of Twell. (Sub Estimate No.11) | Development of Twell. (Sub Estimate No.11) | Development of Twell. (Sub Estimate No.11) | Development of Twell. (Sub Estimate No.11) | Development of Twell. (Sub Estimate No.11) | Development of Twell. (Sub Estimate No.11) | Development of Twell. (Sub Estimate No.11) | Development of Twell. (Sub Estimate No.11) | Development of Twell. (Sub Estimate No.11) | Development of Twell. (Sub Estimate No.11) | Development of Twell. (Sub Estimate No.11) | Development of Twell. (Sub Estimate No.11) | 1 | per meter | 362.2593 | 362.2593
30 | Providing and fixing 19mm PVC/Block board with KitKat to affix/hang starter, fuses, IoT devices etc all complete as per the directions of the E/I. | [12 empty] | 1 | Job | 3000 | 3000
31 | Providing 50 mm GI pipe for lowering the riser pipe of submersible pump all complete as per the directions of the E/I. (Sub Estimate No.30) | [12 empty] | 1 | Job | 1512.506 | 1512.506
32 | Providing and fixing MS clamp consisting of 32mm x 5mm thick two no. rings spaced suitably distance apart around the tank and six nos. L type flats suitably connected with the rings and the other leg suitably connected with the top of the steel structure as per dirction of E/I. | [12 empty] | 1 | Job | 3000 | 3000
33 | Providing and fixixng of New PVC 5000 L Tank Cover with all accessories. | [12 empty] | 1 | Job | 300 | 300
34 | Providing and fixing M.S Stabiliser Stand near panel Board to keep stabiliser safe. | [12 empty] | 1 | Job | 2500 | 2500
35 | Renovation (Repairing and painting) of Attendent Cum Pump room & toilet. (As per sub Estimate no.- 31) | [12 empty] | 1 | Job | 31613.6063 | 31613.6063
36 | Renovation (Repairing and painting) of Existing Boundry wall of Length 29Mtr and height 1.5Mtr. all complete as per direction of E/I. (As per sub Estimate no.- 32) | [12 empty] | 1 | per meter | 1733.8226 | 1733.8226
37 | Campus development by land filling and brick soaling. (As per sub Est.no.-33) | [12 empty] | 1 | Job | 27302.8 | 27302.8
38 | Replacement of Existing Solar driven Pump with Electric driven single phase 2 H.P. submersible pump set having discharging capacity 3 lps at a total head of 45meter (approx) of KSB/ Kirloskar or equivalent make with all accessories & fittings etc including loading unloading and transportation of the pump set to the work site with all required labour, materials, tools and tackles installation, testing & commissioning as per standards specifications and direction of E/I. (As per sub Est. no.- 34) | [12 empty] | 1 | Job | Rs.88500.00 | 88500
39 | Supplying, installation Testing & commissioning of Solar Pannel plate etc all complete as per direction of E/I. (As per sub Est. no.- 35) | [12 empty] | 1 | Job | 15750 | 15750
40 | Supplying, installation Testing & commissioning of Variable Frequency Drive (VFD), Change over Switch and Net Energy Metering (NEM) system (As per sub Est. no.- 36) | [12 empty] | 1 | Job | 60450 | 60450
41 | Providing and Fixing 12 VOLT Solar Battery as per direction of E/I. (As per sub Est. no.- 37) | [12 empty] | 1 | Job | 35000 | 35000
42 | Providing all labours, tools and materials to repair the leakage of different sizes of pipe al different places including earthwork in excavation, opening of joint, dewatering of the trenches, making lead caulked joint & back filling the trenches etc. all complete work (As per sub Est. no.- 38)
40mm dia
| (i) without road cutting | [12 empty] | 1 | Nos. | 820 | 820
| (ii) with Pucca road cutting | [12 empty] | 1 | Nos. | 2006.7339 | 2006.7339
50mm dia
| (i) without road cutting | [12 empty] | 1 | Nos. | 890 | 890
| (ii) with Pucca road cutting | [12 empty] | 1 | Nos. | 2076.7339 | 2076.7339
65mm dia
| (i) without road cutting | [12 empty] | 1 | Nos. | 1180 | 1180
| (ii) with Pucca road cutting | [12 empty] | 1 | Nos. | 2366.7339 | 2366.7339
80mm dia
| (i) without road cutting | [12 empty] | 1 | Nos. | 1250 | 1250
| (ii) with Pucca road cutting | [12 empty] | 1 | Nos. | 2436.7339 | 2436.7339
43 | Repairing of 63/25 kva transformer inclusing LT pannel rapair in pump house Including Conductor,fuse relay,Timer as required,ST- CTBT pannel repair,Transformer Oil ( 630Ltr) Make-Servo etc all complete as per direction of engineer in charge. | [12 empty] | 1 | Nos. | 12000 | 12000
44 | Providing all labours, materials and cleaning of RCC water VAT from inside and doing chlorination etc. all complete work as per specification & direction of E/I. (As per sub Est. no.- 39) | [12 empty] | 1 | Nos. | 1053.6 | 1053.6
45 | Construction of 200 mm x 150 mm x 125 m deep T/W etc. with UPVC Pipe all complete and as per direction of E/I. (as per sub-estimate no.40). | [12 empty] | 1 | Nos. | 361106 | 361106
46 | Construction of 200 mm x 150 mm x 125 m deep T/W etc. with MS Pipe all complete and as per direction of E/I. (as per sub-estimate no.41). | [12 empty] | 1 | Nos. | 474807 | 474807
47 | Construction of 300 mm x 200 mm x 125 m deep T/W etc. with MS Pipe all complete and as per direction of E/I. (as per sub-estimate no.42). | [12 empty] | 1 | Nos. | 727318.15 | 727318.15
48 | Construction of 450 mm x 300 mm x 125 m deep T/W etc. with MS Pipe all complete and as per direction of E/I. (as per sub-estimate no.43). | [12 empty] | 1 | Nos. | 1390348 | 1390348
| Painting of 10000 Gallon Water Tower. (as per sub-estimate no.44). | [12 empty] | 1 | Nos. | 164266 | 164266
| Painting of 20000 Gallon Water Tower. (as per sub-estimate no.45). | [12 empty] | 1 | Nos. | 179058 | 179058
| Painting of 40000 Gallon Water Tower. (as per sub-estimate no.46). | [12 empty] | 1 | Nos. | 243020 | 243020
| Painting of 50000 Gallon Water Tower (as per sub-estimate no.47). | [12 empty] | 1 | Nos. | 312122 | 312122
49 | Provision of pump operator | [12 empty] | 1 | Nos. | 4000 | 4000
50 | Payment of electricity bills | [12 empty] | as per actual electricity bills.

## BOQ2
BoQ (Fixed Cost)
I. | Fixed Costs (WLS (Q/NQ))
(a) | Cost of pump operator
| 1 nos for 365 days | per month | 48000 | 12 | 4000 | 48000
Sub Total a= | [5 empty] | 48000
(b) | Cost of energy charges
| Capacity of motor pump say 17.50 HP=(.746x17.5=13.055 kW) | kW |  | 2.24
| Avg. running hrs,/day |  |  | 8
| Energy charges per year= avg. running hrs/dayx.746x17.5x365 | per unit |  | 6534.96 | 2.6 | 16990.896
| fixed charges per month |  |  | 12 | 100 | 3600
| duty charges @6% of energy charge |  |  |  |  | 1019.45
SubTotal b= | [5 empty] | 21610.346
Total Fixed Cost (I) = | [5 empty] | 69610.346
| Contractor's profit @ 10% on (II)= |  |  |  |  | 11761.0346
| Add GST @ 18% on ( II)= |  |  |  |  | 2116.9862
| Total Cost (I) |  |  |  |  | 83488.3668

## BOQ3
Bill of Quantity 2 (Variable Cost)
1 | WATER SUPPLY: DUCTILE IRON (DI) SPECIALS
1.1 | Providing Ductile Iron Push on special confirming to IS 9523:2000
1.1.1 | 100mm | diameter | 11.25⁰ | Each | 1366
1.1.2 | 100mm | diameter | 22.50⁰ | Each | 1464
1.1.3 | 100mm | diameter | 45⁰ | Each | 2064
1.1.4 | 100mm | diameter | 90⁰ | Each | 1817
1.1.5 | 150mm | diameter | 11.25⁰ | Each | 2148
1.1.6 | 150mm | diameter | 22.50⁰ | Each | 2207
1.1.7 | 150mm | diameter | 45⁰ | Each | 2480
1.1.8 | 150mm | diameter | 90⁰ | Each | 3145
1.1.9 | 200mm | diameter | 11.25⁰ | Each | 3232
1.1.10 | 200mm | diameter | 22.50⁰ | Each | 3396
1.1.11 | 200mm | diameter | 45⁰ | Each | 4172
1.1.12 | 200mm | diameter | 90⁰ | Each | 5369
1.1.13 | 250mm | diameter | 11.25⁰ | Each | 4235
1.1.14 | 250mm | diameter | 22.50⁰ | Each | 4622
1.1.15 | 250mm | diameter | 45⁰ | Each | 5706
1.1.16 | 250mm | diameter | 90⁰ | Each | 7465
1.1.17 | 300mm | diameter | 11.25⁰ | Each | 5932
1.1.18 | 300mm | diameter | 22.50⁰ | Each | 7077
1.1.19 | 300mm | diameter | 45⁰ | Each | 8673
1.1.20 | 300mm | diameter | 90⁰ | Each | 11217
1.1.21 | 350mm | diameter | 11.25⁰ | Each | 7801
1.1.22 | 350mm | diameter | 22.50⁰ | Each | 9197
1.1.23 | 350mm | diameter | 45⁰ | Each | 11701
1.1.24 | 350mm | diameter | 90⁰ | Each | 16627
1.1.25 | 400mm | diameter | 11.25⁰ | Each | 11195
1.1.26 | 400mm | diameter | 22.50⁰ | Each | 12825
1.2 | Providing Ductile Iron(DI) push on specials confirming to IS 9523:2000
1.2.1 | 400mm | diameter | 45⁰ | Each | 16224
1.2.2 | 400mm | diameter | 90⁰ | Each | 22716
1.2.3 | 450mm | diameter | 11.25⁰ | Each | 13998
1.2.4 | 450mm | diameter | 22.50⁰ | Each | 15967
1.2.5 | 450mm | diameter | 45⁰ | Each | 20976
1.2.6 | 450mm | diameter | 90⁰ | Each | 28788
1.2.7 | 500mm | diameter | 11.25⁰ | Each | 16939
1.2.8 | 500mm | diameter | 22.50⁰ | Each | 20568
1.2.9 | 500mm | diameter | 45⁰ | Each | 28165
1.2.10 | 500mm | diameter | 90⁰ | Each | 39127
1.2.11 | 600mm | diameter | 11.25⁰ | Each | 25143
1.2.12 | 600mm | diameter | 22.50⁰ | Each | 31833
1.2.13 | 600mm | diameter | 45⁰ | Each | 41729
1.2.14 | 600mm | diameter | 90⁰ | Each | 60864
1.3 | Providing Ductile Iron push on specials confirming to IS 9523:2000 socketed DI equal tees
1.3.1 | 100mm | 100mm | 100mm | Each | 2499
1.3.2 | 150mm | 150mm | 150mm | Each | 3946
1.3.3 | 200mm | 200mm | 200mm | Each | 6423
1.3.4 | 250mm | 250mm | 250mm | Each | 6809
1.3.5 | 300mm | 300mm | 300mm | Each | 13825
1.3.6 | 450mm | 450mm | 450mm | Each | 31634
1.3.7 | 500mm | 500mm | 500mm | Each | 40497
1.3.8 | 600mm | 600mm | 600mm | Each | 57855
1.4 | Providing Ductile Iron push on specials confirming to IS 9523:2000 double socketed with flanged branch DI unequal Tees
1.4.1 | 150mm | 150mm | 100mm | Each | 2728
1.4.2 | 200mm | 200mm | 100mm | Each | 3836
1.4.3 | 250mm | 250mm | 100mm | Each | 5010
1.4.4 | 300mm | 300mm | 100mm | Each | 6528
1.4.5 | 350mm | 350mm | 100mm | Each | 10768
1.4.6 | 400mm | 400mm | 100mm | Each | 9436
1.4.7 | 450mm | 450mm | 100mm | Each | 13841
1.4.8 | 500mm | 500mm | 100mm | Each | 17346
1.4.9 | 600mm | 600mm | 150mm | Each | 21320
1.5 | Providing Ductile Iron push on specials confirming to IS 9523:2000 all socketed DI unequal Tees
1.5.1 | 100mm | X | 80mm | Each | 2413
1.5.2 | 150mm | X | 80mm | Each | 3521
1.5.3 | 150mm | X | 100mm | Each | 3417
1.5.4 | 200mm | X | 80mm | Each | 4804
1.5.5 | 200mm | X | 100mm | Each | 4867
1.5.6 | 200mm | X | 150mm | Each | 5585
1.5.7 | 250mm | X | 80mm | Each | 6299
1.5.8 | 250mm | X | 100mm | Each | 6258
1.5.9 | 250mm | X | 150mm | Each | 7445
1.5.10 | 250mm | X | 200mm | Each | 7978
1.5.11 | 300mm | X | 100mm | Each | 6874
1.5.12 | 300mm | X | 150mm | Each | 10085
1.5.13 | 300mm | X | 200mm | Each | 10902
1.5.14 | 300mm | X | 250mm | Each | 12088
1.5.15 | 350mm | X | 100mm | Each | 9996
1.5.16 | 350mm | X | 150mm | Each | 11729
1.5.17 | 350mm | X | 200mm | Each | 13716
1.5.18 | 350mm | X | 250mm | Each | 16159
1.6 | Providing Ductile Iron push on specials confirming to IS 9523:2000 all socketed DI reducers/tapers
1.6.1 | 100 | 80 | mm | Each | 1347
1.6.2 | 150 | 80 | mm | Each | 2217
1.6.3 | 150 | 100 | mm | Each | 2368
1.6.4 | 200 | 100 | mm | Each | 3416
1.6.5 | 200 | 150 | mm | Each | 3252
1.6.6 | 250 | 100 | mm | Each | 4684
1.6.7 | 250 | 150 | mm | Each | 4786
1.6.8 | 250 | 200 | mm | Each | 4356
1.6.9 | 300 | 100 | mm | Each | 6913
1.6.10 | 300 | 150 | mm | Each | 6913
1.6.11 | 300 | 200 | mm | Each | 6738
1.6.12 | 300 | 250 | mm | Each | 6347
1.6.13 | 350 | 150 | mm | Each | 9753
1.6.14 | 350 | 200 | mm | Each | 9075
1.6.15 | 350 | 250 | mm | Each | 8476
1.6.16 | 350 | 300 | mm | Each | 8023
1.7 | Providing Ductile Iron push on specials confirming to IS 9523:2000 all DI flanged socketed, DI flanged spigot, MS end plates
1.7.1 | D.I. flanged socketed
1.7.2 | D.I. flanged socketed | 100 | mm | Each | 1543
1.7.3 | D.I. flanged socketed | 150 | mm | Each | 2499
1.7.4 | D.I. flanged socketed | 200 | mm | Each | 3374
1.7.5 | D.I. flanged socketed | 250 | mm | Each | 4978
1.7.6 | D.I. flanged socketed | 300 | mm | Each | 6179
1.7.7 | D.I. flanged socketed | 350 | mm | Each | 8882
1.7.8 | D.I. flanged socketed | 400 | mm | Each | 10778
1.8 | Providing Ductile Iron push on specials confirming to IS 9523:2000 all DI flanged MJ collar
1.8.1 | 100 | mm |  | Each | 1231
1.8.2 | 150 | mm |  | Each | 1756
1.8.3 | 200 | mm |  | Each | 3171
1.8.4 | 250 | mm |  | Each | 5788
1.8.5 | 300 | mm |  | Each | 8449
1.8.6 | 350 | mm |  | Each | 7064
1.8.7 | 400 | mm |  | Each | 8498
2 | Water supply works
2.1 | Removing the GI pipes, cleaning, washing and using at spot or conveying from work site to office/store with all lead and lift i/c removal of all items such as collars, elbows, tees, bends etc,
2.1.1 | 15mm | to | 25mm | m | 26
2.1.2 | 32mm | to | 80mm | m | 48
2.1.3 | 100mm |  |  | m | 62
2.2 | Labour charges for laying and jointing GI pipes with earthwork i/c collars, elbows, tees, bends etc. with cuts and threads, white lead paint, conveying the material from store to work site and returning the surplus at store
2.2.1 | 15mm | dia. | GI | m | 10
2.2.2 | 20mm | dia. | GI | m | 13
2.2.3 | 25mm | dia. | GI | m | 19
2.2.4 | 40mm | dia. | GI | m | 24
2.2.5 | 50mm | dia. | GI | m | 32
2.2.6 | 65mm | dia. | GI | m | 32
2.2.7 | 80mm | dia. | GI | m | 32
2.2.8 | 100mm | dia. | GI | m | 53
2.3 | Cutting charges for CI/DI pipes laid in the ground with necessary tools
2.3.1 | 100mm | dia | pipes | Each | 75
2.3.2 | 125mm | dia | pipes | Each | 79
2.3.3 | 150mm | dia | pipes | Each | 83
2.3.4 | 175mm | dia | pipes | Each | 92
2.3.5 | 200mm | dia | pipes | Each | 117
2.3.6 | 225mm | dia | pipes | Each | 125
2.3.7 | 250mm | dia | pipes | Each | 167
2.3.8 | 300mm | dia | pipes | Each | 208
2.3.9 | 375mm | dia | pipes | Each | 229
2.3.10 | 400mm | dia | pipes | Each | 250
2.4 | Making cemenr mortar (1:1) and hemp yarn joint for CI pipes i/c cost of all materials viz. cement, sand, hemp, curing for 10 days complete
2.4.1 | 80 | mm | dia. |  | 97
2.4.2 | 100 | mm | dia. |  | 137
2.4.3 | 150 | mm | dia. |  | 169
2.4.4 | 200 | mm | dia. |  | 228
2.4.5 | 225 | mm | dia. |  | 255
2.4.6 | 250 | mm | dia. |  | 266
2.4.7 | 300 | mm | dia. |  | 319
2.4.8 | 350 | mm | dia. |  | 424
2.4.9 | 375 | mm | dia. |  | 458
2.4.10 | 400 | mm | dia. |  | 526
2.5 | Removing CI/DI valves and its tail piece from the pipeline, cleaning, washing, painting and returning the same at store
2.5.1 | 50mm | dia. |  | Each | 148
2.5.2 | 80mm | dia. |  | Each | 250
2.5.3 | 100mm | dia. |  | Each | 265
2.5.4 | 125mm | dia. |  | Each | 267
2.5.5 | 150mm | dia. |  | Each | 339
2.5.6 | 175mm | dia. |  | Each | 353
2.5.7 | 200mm | dia. |  | Each | 473
2.5.8 | 225mm | dia. |  | Each | 491
2.5.9 | 250mm | dia. |  | Each | 691
2.5.10 | 300mm | dia. |  | Each | 819
2.5.11 | 375mm | dia. |  | Each | 828
2.5.12 | 400mm | dia. |  | Each | 1166
2.6 | Removing and cleaning CI/DI pipes and specials i/c jointing materials, washing (excluding valves)
2.6.1 | 80mm | dia. |  | m | 67
2.6.2 | 100mm | dia. |  | m | 81
2.6.3 | 150mm | dia. |  | m | 98
2.6.4 | 200mm | dia. |  | m | 109
2.6.5 | 250mm | dia. |  | m | 126
2.6.6 | 300mm | dia. |  | m | 155
2.6.7 | 350mm | dia. |  | m | 178
2.6.8 | 400mm | dia. |  | m | 202
2.7 | Conveying CI/DI pipes and specials through transportation vehicles
2.7.1 | upto 5km i/c loading and unloading |  |  | qnt | 150
2.7.2 | upto 5km to 10 km excluding loading and unloading |  |  | qnt | 26
2.7.3 | beyond 10km excluding loading and unloading |  |  | qnt | 16
2.8 | Fixing DI/CI specials of mechanical jointing of different sizes after setting into the pipeline i/c cleaning, inserting rubber gasket, tightening with bolts & nuts i/c hire charges for T&P, appurtenances and lifting equipments
2.17.1 | 100mm to 200mm dia. |  | dia. | Each | 46
2.17.2 | 250mm to 400mm dia. |  | dia. | Each | 76
2.9 | Providing and fixing DI Resilient seated soft sealing SLUICE VALVE of variouis dia. with body bonnet of Ductile Iron (DI) conforming ti IS-1865 with the latest amendments and of grade GGG 40/50, shaft of stainless steel, wedge fully rubber lined with EDPM seals of NBR and the valves should be vacum tight and 100% leak proof with face to face dimensions as per IS 14846-2000 with the latest amendments only. The stem sealing should be with toroidal sealing rings (minimum 2 " O " rings). Body and bonnet should be coated with Electrostatically applied Epoxy Powder Coating with minimum coating thickness of 250 micron both inside and outside. The rate is inclusive of cost of valves, T.P set, galvanized bolts & nuts and rubber insertions etc. but excluding earth work. For PN-10: (Note: TP set should be considered only for DI pipes estimate. For MS pipes estimates, TP sets cost of corresponding dia shall be deducted from the SR rates of valves and provision for corresponding dia MS flanges should be made in the estimate.) etc. complete
2.9.1 | For sluice Valve of 50mm |  |  | Each | 5535
2.9.2 | For sluice Valve of 80mm |  |  | Each | 10393
2.9.3 | For sluice Valve of 100mm |  |  | Each | 10884
2.9.4 | For sluice Valve of 150mm |  |  | Each | 17490
2.9.5 | For sluice Valve of 200mm |  |  | Each | 28709
2.9.6 | For sluice Valve of 250mm |  |  | Each | 46491
2.9.7 | For sluice Valve of 300mm |  |  | Each | 60325
2.9.8 | For sluice Valve of 350mm |  |  | Each | 93233
2.9.9 | For sluice Valve of 400mm |  |  | Each | 125367
2.1 | Providing and fixing Wafer type single flange Butterfly valve conforming to relevant IS 13099/9991 EN GGG40/50 with latest amendments as detailed below of the following diameter and types with TP set and conveying to work site, loading and unloading, stacking etc. with all lead and lift. The rate is inclusive of the cost of valve, TP set, rubber insertion, bolts and nuts and excluding earth work excavation.For PN 10.0 (Note: TP set should be considered only for DI pipes estimate. For MS pipes estimates, TP sets cost of corresponding dia shall be deducted from the SR rates of valves and provision for corresponding dia MS flanges should be made in the estimate.
2.10.1 | For sluice Valve of 100mm |  |  | Each | 5849
2.10.2 | For sluice Valve of 150mm |  |  | Each | 12553
2.10.3 | For sluice Valve of 200mm |  |  | Each | 13971
2.10.4 | For sluice Valve of 250mm |  |  | Each | 15374
2.10.5 | For sluice Valve of 300mm |  |  | Each | 17346
2.10.6 | For sluice Valve of 350mm |  |  | Each | 23477
2.10.7 | For sluice Valve of 400mm |  |  | Each | 33092
2.11 | Providing and fixing of Double Flanged Resilient seated short body Butterfly valves of various dis. As per IS 13095/en 593 with integral DI seat face with approved soft sealing with body and disc of Ductile Iron (DI) of grade GGG-40/50, Body seat & Seal retaining ring of SS 304/CF8, Shaft of stainless steel AISI 410/420/431, Bronze shaft bearing, periferal disk, seal end "o" rings of EPDM, double eccentric disk. Body and disk should be coated with electrostatcially applied epoxy powder coating with a coating thickness of 250 micron both inside and out side. The rate is inclusive of cost of valve, TP set, galvanised bolts and nuts and rubber insertions. For PN 10.0 (All the drilled holes in the body shall be of through holes, no tapped holes will be allowed.) (Note: TP set should be considered only for DI pipes estimate. For MS pipes estimates, TP sets cost of corresponding dia shall be deducted from the SR rates of valves and provision for corresponding dia MS flanges should be made in the estimate.) etc. complete
2.11.1 | For Valve of PN 10.0 and 700mm |  |  | Each | 184739
2.11.2 | For Valve of PN 10.0 and 750mm |  |  | Each | 239773
2.11.3 | For Valve of PN 10.0 and 800mm |  |  | Each | 265385
2.11.4 | For Valve of PN 10.0 and 900mm |  |  | Each | 313821
2.11.5 | For Valve of PN 10.0 and 1000mm |  |  | Each | 407895
2.12 | Providing & Fixing sluice valves/ Butterfly Valves (labour charges only) conforming to relevant ISS with latest amendments as detailed below for the following diameter and types with two Each of MJ collars, two flanged spigots, conveying to work site, loading, unloading, stacking with appurtenances. with all lead and lifts, aligning, fixing and testing with appurtenances. etc. complete.
2.1.2.1 | For sluice valve with accessories - 50mm dia. |  |  | Each | 341
2.1.2.2 | For sluice valve with accessories - 80mm dia. |  |  | Each | 381
2.1.2.3 | For sluice valve with accessories - 100mm dia. |  |  | Each | 463
2.1.2.4 | For sluice valve with accessories - 150mm dia. |  |  | Each | 524
2.1.2.5 | For sluice valve with accessories - 200mm dia. |  |  | Each | 769
2.1.2.6 | For sluice valve with accessories - 250mm dia. |  |  | Each | 1167
2.1.2.7 | For sluice valve with accessories - 300mm dia. |  |  | Each | 1262
2.13 | Providing and fixing DI MJ specials such as branches and bends suitable for DI K7 and K9 pipes and CI LA class pipes, as per IS 13382 with latest amendments with complete accessories and fixing at site excluding earth work but including loading, unloading, freight charges etc. complete for:
2.13.1 | DI MJ specials - Branch 100 x 100mm |  |  | Each | 1701
2.13.2 | DI MJ specials - Branch 150 x 150mm |  |  | Each | 2673
2.38.3 | DI MJ specials - Branch 150 x 100mm |  |  | Each | 2322
2.38.4 | DI MJ specials - Bend 100 x 90 degree mm |  |  | Each | 1203
2.38.5 | DI MJ specials - Bend 100 x 45 degree |  |  | Each | 1174
2.38.6 | DI MJ specials - Bend 150 x 90 degree |  |  | Each | 2322
2.38.7 | DI MJ specials - collar 100mm dia. |  |  | Each | 2287
2.38.8 | DI MJ specials - collar 150mm dia. |  |  | Each | 4102
2.14 | Providing, fabricating and fixing at site various diameter MS MJ ends with dummy plates (END CAPS) to suit CI / DI spigots end as per the sketch. The cost is inclusive of all materials, i.e, rubber 'O' rings, flanges, bolts and nuts, dummy plates, consumables, hire charges, tools and welding equipments, lead and lifts, etc. complete as per the instructions of Engineer in charge.
2.14.1 | For CI / DI pipes of 100mm dia. |  |  | Each | 1158
2.14.2 | For CI / DI pipes of 150mm dia. |  |  | Each | 1609
2.14.3 | For CI / DI pipes of 200mm dia. |  |  | Each | 2226
2.14.4 | For CI / DI pipes of 250mm dia. |  |  | Each | 3213
2.14.5 | For CI / DI pipes of 300mm dia. |  |  | Each | 3230
2.14.6 | For CI / DI pipes of 400mm dia. |  |  | Each | 5077
2.15 | Providing and fixing of Extension spindle rods,PN 10 /16 suitable for Gate valve of following dia for open and closing application, Extension Spindle lengths shall be available on required sizes as per site conditions, spindle shall be of fixed type, suitable size of MS Square bar epoxy coated, bottom adaptor & Spindle cap (epoxy coated /galvanised) ductile iron Gr40. Protection tube of PVC, Top and Bottom cover / Bottom Connector shall be made by PVC, Bolt shall be made by Zinc coated steel 8.8 Split pin shall be made by Electro galvanized, this set up should help to have a buried application of Gate Valves etc. complete as per the directions of the Engineer-in-Charge.
2.15.1 | 50 - 150mm dia |  |  | m | 4762
2.15.2 | 200 - 450mm dia |  |  | m | 6449
2.16 | Providing & fixing RCC Pre-cast Cover Slab of size 0.8 m x 0.8 m x 0.15m of M25-Design mix concrete with 12 mm steel @ 120 mm c/c both ways, over Gate valve extension spindle with central opening along with lid for smooth operation with appurtenances., complete with all lead and lifts etc. complete |  |  | Each | 2386
2.17 | Conveying with all lead & lift and fixing C.I/D.I specials, bends, branches, tees,with appurtenances, all sizes and aligning.
2.17.1 | 50 mm dia to 100 mm dia |  |  | Each | 105
2.17.2 | 125 mm dia to 225 mm dia |  |  | Each | 131
2.17.3 | 250 mm dia to 600 mm dia |  |  | Each | 203
3 | Attendind leakages
3.1 | Providing & fixing CI/DI pipes socket leak repair MJ clamps for attending to leak joints in socket / spigot joints of CI / DI pipes with necessary earth work excavation including using of pneumatic breakers and JCB excavator wherever required and providing DI MJ leak repair clamp, including cost of all materials required for jointing comprising of DI MJ clamps and its accessories such as rubber gaskets made of SBR / EPDM on the socket face, making the socket / spigot joint water tight at the operating pressure, backfilling with available earth and consolidation and bailing out water wherever necessary etc. complete and In all types of road surfaces like Concrete, Asphalt roads etc, for:
3.1.1 | CI / DI pipes of 100mm dia. |  |  | Each | 2357
3.1.2 | CI / DI pipes of 150mm dia. |  |  | Each | 3563
3.1.3 | CI / DI pipes of 200mm dia. |  |  | Each | 4032
3.1.4 | CI / DI pipes of 250mm dia. |  |  | Each | 5255
3.1.5 | CI / DI pipes of 300mm dia. |  |  | Each | 6426
3.1.6 | CI / DI pipes of 400mm dia. |  |  | Each | 9059
3.1.7 | CI / DI pipes of 450mm dia. |  |  | Each | 11257
3.2 | Attending to leaking socket / spigots joints in CI / DI pipes in all types of road surfaces including concrete and asphalt roads, with necessary earth work excavation including using of pneumatic breakers and JCB excavator wherever required for jointing DI MJ clamp and its accessories such as rubber gaskets made of SBR / EPDM on the socket face, making the socket / spigot joint water tight at the operating pressure, backfilling with available earth and consolidation and bailing out water wherever necessary etc.complete.
3.2.1 | For CI / DI pipes of 100mm dia. |  |  | Each | 722
3.2.2 | For CI / DI pipes of 150mm dia. |  |  | Each | 814
3.2.3 | For CI / DI pipes of 200mm dia. |  |  | Each | 820
3.2.4 | For CI / DI pipes of 250mm dia. |  |  | Each | 954
3.2.5 | For CI / DI pipes of 300mm dia. |  |  | Each | 1254
3.2.6 | For CI / DI pipes of 400mm dia. |  |  | Each | 1289
3.2.7 | For CI / DI pipes of 450mm dia. |  |  | Each | 1406
3.3 | Cutting Asphalt /Concrete road surface using machine cutter for leakage pit with earth work excavation in all classifications of soil including all lead and lifts bailing out water with pumps including barricading, danger lighting etc., as per requirement and disposing of the excavated stuff as directed. After attending the leak, refilling the trench for 30 cm depth quarry dust above and around pipelines and balance with available earth in layers not exceeding 20 cms in depth, compacting Each deposited layer by ramming including watering and consolidation by mechanical means approved by Engineer Incharge. (Work to be carried out as per leak repair manual and the rate includes hire charges of dewatering Pump, tractor, Jeep with all kinds of Labour in a Complete manner). | m3 | 1157 | m2 | 1157
3.4 | Road Reinstatement of Asphalt /Concrete roads after leak attending with earth work excavation of compacted soil depositing on bank with all lead and lifts including danger lighting and barricading. Providing, laying, spreading and compacting graded stones aggregate as per wet mix macadam specifications. Applying tack coat on granular base such as WBM and WMM surface hot bitumen primer at 4 kg per 10 sqm, heating bitumen in layer to be laid with boiler fitted with spray set of 300 mm thickness. Above laid with bituminous concrete or M20 concrete premixed with bituminous binder at 5.4 to 5.6% of mix and filler, to achieve the desired compaction to give minimum of 45mm thickness compacted. The work shall be carried as per leak repair manual and includes all kinds of materials disposing off the excess excavated Earth with all lead and lifts by vehicle including loading, unloading, labour, HOM of machinery etc. in a complete manner. |  |  | m2 | 1690
4 | DI Pipes
4.1 | Providing and laying Ductile Iron pipes of class conforming to IS 8329:2000 with latest amendments, conveying to work site, rolling and lowering into trenches, laying true to line, level and perfect linking at joints, testing and commissioning, including loading and unloading at both destinations, cutting of pipes wherever necessary, jointing with DI specials (excluding cost of specials) and rubber gaskets, cleaning the socket and spigot end with soap solution, applying soft soap to the socket and spigot ends before insertion of rubber gaskets, jacking and fixing in perfect conditions etc. The cost to include soap solution, soft soap, waste etc. and giving necessary hydraulic test to the required pressure as per ISS with all lead and lifts and cost of all jointing materials. (The contractor will make his own arrangements for water for testing. Earth work excavation in trenches to be measured and paid for seperately) Note: In sewerage projects for internal cement mortal lining ( CML ) of DI pipes, if High Alumina Cement ( HAC ) as recommended in Annexure B clause 16.3 of IS8329:2000 is considered in place of Slag or Sulphate Resistance Cement ( SRC ), the cost of pipes may be increased by 5-6% from the prices listed. For DI K7 pipes:
4.1.1 | 100mm dia pipe |  |  | m | 1460
4.1.2 | 150mm dia pipe |  |  | m | 2016
4.1.3 | 200mm dia pipe |  |  | m | 2576
4.1.4 | 250mm dia pipe |  |  | m | 3140
4.1.5 | 300mm dia pipe |  |  | m | 3968
4.1.6 | 350mm dia pipe |  |  | m | 4999
4.1.7 | 400mm dia pipe |  |  | m | 5976
4.2 | Labour charges for laying & jointing of DI pipes of all classes rolling and lowering into trenches, laying true to line, level and perfect linking at joints and commissioning, including loading and unloading at both destinations and cuts of pipes wherever necessary including jointing of DI pipes and specials (excluding cost of pipes,rubber gasket and specials) with rubber gaskets including cleaning the sockets and spigot ends with saop solutions and applying soft soap to the spigot and socket end before insertion of rubber gaskets, jointing and fixing in perfect conditions including the cost of soap solution, soft soap, waste etc. and giving necessary hydraulic test to the required pressure as per ISS etc. with all leads and lifts (Earth work excavation in trenches,conveying of materials from stores to be measured and paid for separately) (Contractor will make his own arrangements for procuring water for testing) etc. complete for:
4.2.1 | 100mm dia pipe |  |  | m | 72
4.2.2 | 150mm dia pipe |  |  | m | 103
4.2.3 | 200mm dia pipe |  |  | m | 150
4.2.4 | 250mm dia pipe |  |  | m | 261
4.2.5 | 300mm dia pipe |  |  | m | 311
4.2.6 | 350mm dia pipe |  |  | m | 339
4.2.7 | 400mm dia pipe |  |  | m | 378
4.5 | Labour charges for making flanged joints including cost of jointing materials comprising of rubber insertion, galvanised bolts and nuts including giving hydraulic test to the required pressure as per ISS with all lead & lift (contractor will make his own arrangement for procuring water for testing) etc. complete
4.5.1 | Pipes and specials of dia 50mm. |  |  | Each | 113
4.5.2 | Pipes and specials of dia 80mm. |  |  | Each | 124
4.5.3 | Pipes and specials of dia 100mm. |  |  | Each | 208
4.5.4 | Pipes and specials of dia 150mm. |  |  | Each | 310
4.5.5 | Pipes and specials of dia 200mm. |  |  | Each | 334
4.5.6 | Pipes and specials of dia 250mm. |  |  | Each | 498
4.5.7 | Pipes and specials of dia 300mm. |  |  | Each | 520
4.5.8 | Pipes and specials of dia 350mm. |  |  | Each | 707
4.5.9 | Pipes and specials of dia 400mm. |  |  | Each | 1033
4.6 | Providing RUBBER JOINTING for CI / DI pipes with rubber gaskets including cleaning the socket and spigot ends with soap solution and applying soft soap to the spigot and socket ends before insertion of rubber gaskets, jacking and fixing in perfect conditions including cost of soap solution, soft soap, waste etc with all lead and lift including cost of jointing materials etc.complete for:
4.6.1 | 100mm |  |  | Each | 90
4.6.2 | 150mm |  |  | Each | 123
4.6.3 | 200mm |  |  | Each | 132
4.6.4 | 250mm |  |  | Each | 165
4.6.5 | 300mm |  |  | Each | 193
4.6.6 | 350mm |  |  | Each | 220
4.6.7 | 400mm |  |  | Each | 248
5 | RCC Overhead tanks
7.1 | Providing and fixing MS ladder between landings, 45 cms wide using angle iron of specified sizes, 20mm MS bars at 25 cms. centre to centre, with necessary supports of same angle iron etc. as directed, including hand railing on both sides with 25mm dia. GI pipes with angle iron props at 2 mtrs. intervals and 0.5M heigh, including fixing in ground with CC 1:2:4 and two coats of anticorrosive bituminous paint etc. with all lead and lifts etc. complete with:
7.1.1 | MS angle of 65 x 65 x 8mm |  |  | m | 4377
7.1.2 | MS angle of 65 x 65 x 10mm |  |  | m | 4801
7.6 | Providing, Laying and Jointing Cast Iron (CI) double flanged pipes true to line / hoisting of DI flanged pipe in position and aligning to correct plumb, including cost of jointing materials, conveying to work spot with all lead and lifts etc.complete.
7.6.1 | For double flanged CI pipes of 80mm dia. |  |  | m | 2245
7.6.2 | For double flanged CI pipes of 100mm dia. |  |  | m | 3010
7.6.3 | For double flanged CI pipes of 150mm dia. |  |  | m | 4808
7.6.4 | For double flanged CI pipes of 200mm dia. |  |  | m | 6592
7.6.5 | For double flanged CI pipes of 250mm dia. |  |  | m | 9272
7.7 | Providing and fixing lightening arrestor with aluminium strip 25mm x 3mm size including finial and grounding, aluminium strip to be embeded in one of the columns in and independent GI conduit of 40mm dia. pipe suitably jointed by collars with all specials with all lead and lifts etc. complete for:
7.7.1 | For Over Head Tanks upto 6 M staging |  |  | Each | 8088
7.7.2 | For Over Head Tanks upto 9 M staging |  |  | Each | 9387
7.7.3 | For Over Head Tanks upto 12M staging |  |  | Each | 11530
7.7.4 | For Over Head Tanks above 12M staging |  |  | Each | 13889
7.9 | Providing, of DI flanged pipe conforming to IS 8329 : 2000 with latest amendments with Cement Mortar Lining (CML) with Portland Slag Cement as per IS 455:1989 and Metallic Zinc Coating as per annexure A of IS 8329 with finishing layer of Bituminous Coating as per Annexure C of IS 8329 and Flanges: Metallic zinc rich epoxy paint & Bituminous Coating, laying true to line and hoisting in position and aligning to correct plumb including cost of jointing material, conveying to work spot with all lead and lifts etc., complete. For PN 10.0
7.9.1 | 100mm |  |  | m | 4671
7.9.2 | 150mm |  |  | m | 6635
7.9.3 | 200mm |  |  | m | 8978
7.9.4 | 250mm |  |  | m | 12996
7.9.5 | 300mm |  |  | m | 16360
7.11 | Providing Ductile Iron Push on special confirming to IS 9523:2000 - All Double Socket Duck Foot DI Bends:
7.11.1 | 80 X 90 |  |  | Each | 2365
7.11.2 | 100 X 90 |  |  | Each | 3063
7.11.3 | 150 X 90 |  |  | Each | 5162
7.11.4 | 200 X 90 |  |  | Each | 8750
7.11.5 | 250 X 90 |  |  | Each | 13770
7.11.6 | 300 X 90; |  |  | Each | 18320
8.2 | Providing and applying integral crystalline slurry of hydrophilic in nature for waterproofing treatment to RCC structures like floor and walls of reservoirs, sewe, effluent and water treatment plants, over head tanks, etc. prepared by mixing in the ratio of 5:2 (5 parts integral crystalline slurry 2 parts water) for horizontal and vertical surfaces and applying the same from negative (internal) side with the help of synthetic fibre brush. The material shall meet the requirements as specified in ACI - 212-3R-2010 ie. by reducing permeability of concrete by more than 90% compared with control concrete as per DIN 1048 and resistant to 16 Bar hydrostatic pressure on negative side. The crystalline slurry shall be capable of self healing of cracks upto a width of 0.50 mm. The work shall be carried out all complete as per specification and the direction of the Engineer in charge. The product performance shall carry guarantee for 10 years against any leakage. For horizontal and vertical surfaces in two coats @ 0.70 kg per sqm per coat |  |  | m2 | 433
6 | PE pipes
9.15 | Lowering and laying and fusion welding Jointing for HDPE Pipes Grade PE- 80 / PE-100 conforming to IS 4984-2016, of specified dia. including hydrualic testing and commissioning etc.(Contractor will make his own arrangements for procuring water for testing) for:
9.15.1 | 63mm dia |  |  | m | 64
9.15.2 | 75mm dia |  |  | m | 67
9.15.3 | 90mm dia |  |  | m | 71
9.15.4 | 110mm dia |  |  | m | 95
9.15.5 | 125mm dia |  |  | m | 107
7 | GI Pipes
11.1 | Providing, Laying and Fixing of GI pipes conforming to IS 1239:1990 with latest amendments complete with GI fittings (excluding the cost of fittings) with cuts and threads wherever necessary, including testing for water tightness, with all lead and commissioning. (contractor will make his own arrangements for procuring water for testing) For:Heavy Duty GI Pipe etc. complete.
11.2 | For Medium Duty GI pipe:
11.2.6 | Medium Duty GI pipe of 50mm dia |  |  | m | 584
11.2.7 | Medium Duty GI pipe of 65mm dia |  |  | m | 719
11.2.8 | Medium Duty GI pipe of 80mm dia |  |  | m | 891
11.2.9 | Medium Duty GI pipe of 100mm dia |  |  | m | 1245
11.3 | For Heavy Duty GI pipe:
11.3.6 | Heavy Duty GI pipe of 50mm dia |  |  | m | 679
11.3.7 | Heavy Duty GI pipe of 65mm dia |  |  | m | 834
11.3.8 | Heavy Duty GI pipe of 80mm dia |  |  | m | 1009
11.3.9 | Heavy Duty GI pipe of 100mm dia |  |  | m | 1412
11.4 | Providing and fixing GI union in existing GI pipe line, cutting and threading the pipe and making long screws including excavation, refilling the earth or cutting of wall and making good the same complete wherever required etc. complete for:
11.4.6 | 20.88.6: 50 mm nominal bore |  |  | Each | 660
11.4.7 | 20.88.7: 65 mm nominal bore |  |  | Each | 878
11.4.8 | 20.88.8: 80 mm nominal bore |  |  | Each | 1041
11.5 | Providing lead caulked joints to spun iron or CI pipes and specials with spun yarn and lead, including caulking and giving satisfactory hydraulic test corresponding to the required pressure etc. complete.for:
11.5.1 | Spun / CI / DI pipes 80MM |  |  | Each | 481
11.5.2 | Spun / CI / DI pipes 100MM |  |  | Each | 500
11.5.3 | Spun / CI / DI pipes 150MM |  |  | Each | 747
11.5.4 | Spun / CI / DI pipes 200MM |  |  | Each | 944
11.5.5 | Spun / CI / DI pipes 250MM |  |  | Each | 1210
11.5.6 | Spun / CI / DI pipes 300MM |  |  | Each | 1425
11.6 | Providing wrought mild steel (galvanized) GI collar confirming to IS 1239-II, 1991 with latest amendments if any.
11.6.6 | For 50 mm dia GI collar: |  |  | Each | 267
11.6.7 | For 65 mm dia GI collar: |  |  | Each | 312
11.6.8 | For 80 mm dia GI collar: |  |  | Each | 421
11.6.9 | For 100 mm dia GI collar: |  |  | Each | 505
11.6.10 | For 125 mm dia GI collar: |  |  | Each | 636
11.6.11 | For 150 mm dia GI collar: |  |  | Each | 695
11.7 | Supply and delivery at site wrought middle steel (galvanized) GI elbow confirming to IS 1239-II, 1991 with latest amendments if any for:
11.7.6 | For 50 mm dia GI elbow |  |  | Each | 267
11.7.7 | For 65 mm dia GI elbow |  |  | Each | 297
11.7.8 | For 80 mm dia GI elbow |  |  | Each | 417
11.7.9 | For 100 mm dia GI elbow |  |  | Each | 490
11.7.10 | For 125 mm dia GI elbow |  |  | Each | 578
11.7.11 | For 150 mm dia GI elbow |  |  | Each | 651
11.8 | Supply and delivery at site wrought middle steel (galvanized) GI bend confirming to IS 1239-II, 1991 with latest amendments if any.
11.8.6 | For 50 mm dia GI BEND |  |  | Each | 358
11.8.7 | For 65 mm dia GI BEND |  |  | Each | 404
11.8.8 | For 80 mm dia GI BEND |  |  | Each | 490
11.8.9 | For 100 mm dia GI BEND |  |  | Each | 600
11.8.10 | For 125 mm dia GI BEND |  |  | Each | 680
11.8.11 | For 150 mm dia GI BEND |  |  | Each | 724
11.9 | Supply and delivery at site wrought middle steel (galvanized) GI tee confirming to IS 1239-II, 1991 with latest amendments if any.
11.9.6 | For 50 mm dia GI TEE |  |  | Each | 297
11.9.7 | For 65 mm dia GI TEE |  |  | Each | 373
11.9.8 | For 80 mm dia GI TEE |  |  | Each | 434
11.9.9 | For 100 mm dia GI TEE |  |  | Each | 607
11.9.10 | For 125 mm dia GI TEE |  |  | Each | 775
11.9.11 | For 150 mm dia GI TEE |  |  | Each | 914
11.1 | Supply and delivery at site wrought middle steel (galvanized) GI socket confirming to IS 1239-II, 1991 with latest amendments if any.
11.10.6 | For 50 mm dia GI socket |  |  | Each | 297
11.10.7 | For 65 mm dia GI socket |  |  | Each | 373
11.10.8 | For 80 mm dia GI socket |  |  | Each | 454
11.10.9 | For 100 mm dia GI socket |  |  | Each | 563
11.10.10 | For 125 mm dia GI socket |  |  | Each | 614
11.10.11 | For 150 mm dia GI socket |  |  | Each | 731
11.11 | Supply and delivery at site wrought middle steel (galvanized) GI plugs confirming to IS 1239-II, 1991 with latest amendments if any.
11.11.6 | For 50 mm dia GI Plugs |  |  | Each | 199
11.11.7 | For 65 mm dia GI Plugs |  |  | Each | 237
11.11.8 | For 80 mm dia GI Plugs |  |  | Each | 256
11.11.9 | For 100 mm dia GI Plugs |  |  | Each | 358
11.11.10 | For 125 mm dia GI Plugs |  |  | Each | 432
11.11.11 | For 150 mm dia GI Plugs |  |  | Each | 490
11.12 | Supply and delivery at site wrought middle steel (galvanized) GI union confirming to IS 1239-II, 1991 with latest amendments if any.
11.12.6 | For 50 mm dia GI Union |  |  | Each | 267
11.12.7 | For 65 mm dia GI Union |  |  | Each | 351
11.12.8 | For 80 mm dia GI Union |  |  | Each | 578
11.12.9 | For 100 mm dia GI Union |  |  | Each | 622
11.12.10 | For 125 mm dia GI Union |  |  | Each | 666
11.12.11 | For 150 mm dia GI Union |  |  | Each | 783
11.2 | Lowering, Laying and Jointing GI pipes conforming to IS 1239:1990 with latest amendments complete with GI fittings (excluding the cost of fittings) with cuts and threads wherever necessary, including testing for water tightness, with all lead and commissioning. (contractor will make his own arrangements for procuring water for testing) for etc. complete.
11.20.6 | 50mm dia |  |  | m | 145
11.20.7 | 65mm dia |  |  | m | 163
11.20.8 | 80mm dia |  |  | m | 188
11.20.9 | 100mm dia |  |  | m | 216

## BOQ4
Bill of Quantity 3 (Variable Cost)
13 SUBMERSIBLE PUMPSETS AND REPLACEMENT OF PARTS
13.1 | Rewinding of submersible pumpset with copper winding wires of appropriate guage, as per specifications and / or directions of the departmental officials, including all materials, labour, equipment and testing. for all types of submersible pumpsets etc.(with guarantee period not less than 6 months) for
13.1.1 | For all types of submersible pumpsets upto 3.0 H.P. | Each | 2710
13.1.2 | above 3 HP and upto 5.0 H.P. | Each | 2934
13.1.3 | above 5.0 HP and upto 5.5H.P. | Each | 3116
13.1.4 | above 5.5 HP and upto 6.0H.P. | Each | 3296
13.1.5 | above 6.0 HP and upto 6.5H.P. | Each | 3479
13.1.6 | above 6.5 HP and upto 7.0H.P. | Each | 3659
13.1.7 | above 7.0 HP and upto 7.5H.P. | Each | 3839
13.1.8 | above 7.5 HP and upto 8.0H.P. | Each | 4019
13.1.9 | above 8.0 HP and upto 8.5H.P. | Each | 4201
13.1.10 | above 8.5 HP and upto 9.0H.P. | Each | 4382
13.1.11 | above 9.0 HP and upto 9.5H.P. | Each | 4562
13.1.12 | above 9.5 HP and upto 10.0H.P. | Each | 4744
13.1.13 | above 10 HP and upto 11 H.P. | Each | 5157
13.1.14 | above 11 HP and upto 12 H.P. | Each | 5570
13.1.15 | above 12 HP and upto 13 H.P. | Each | 5983
13.1.16 | above 13 HP and upto 14 H.P. | Each | 6397
13.1.17 | above 14 HP and upto 15 H.P. | Each | 6811
13.1.18 | 15HP to 20 HP | Each | 8930
13.2 | Replace the components of submersible pump sets, requiring replacements decided by the departmental officials, with respective make of damaged ones, including all materials, labour, equipments and testing etc.(with gurantee of period not less than 1 year) for:
13.2.1 | The bowls of same type and make | Each | 1500
13.2.2 | The Intermediate piece (IP) with IP leaded bronze brush. | Each | 1050
13.2.3 | The Oil Seal. | Each | 350
13.2.4 | The Oil Seal.and steel bush | Each | 250
13.2.5 | The Guide Vane | Each | 700
13.2.6 | The Impeller (Shell moulded with aluminium and bronze.) | Each | 1500
13.2.7 | The discharge outlet (DO) bearing DO steel brush DO bearing. | Each | 2050
13.2.8 | The steel bearing bush (DO steel bush) | Each | 400
13.2.9 | The allen screw | Each | 1200
13.2.10 | The pump shaft made out of stainless steel counterless ground with key way (upto 8 stages). Extra for Each stage @ Rs.40/-. | Each | 1500
13.2.11 | The pump key (stainless steel) | Each | 650
13.2.12 | The pump coupling (stainless steel) | Each | 1500
13.2.13 | The Non Return Valve (NRV) assembly complete with rubber 'O' ring. | Each | 650
13.2.14 | The cable guard | Each | 350
13.2.15 | The strainer | Each | 450
13.2.16 | The brass filter | Each | 1050
13.2.17 | The Labour Charges for overhauling of the pump set. | Each | 900
13.3 | Replace the components of motor parts of submersible pump sets, items requiring replacements decided by the departmental officials, with respective make of damaged ones, including all materials, labour, equipments and testing etc and wtih guarantee/ warranty for one year for:
13.3.1 | The STATOR of motor upto 3 H.P | Each | 1500
13.3.2 | The STATOR of motor 3 to 4 H.P | Each | 2500
13.3.3 | The STATOR of motor 4 to 5 H.P | Each | 3500
13.3.4 | The ROTOR of motor upto 3.0 H.P | Each | 1200
13.3.5 | The ROTOR of motor 3 to 4 H.P | Each | 1500
13.3.6 | The ROTOR motor 4 to 5 H.P | Each | 2000
13.3.7 | The upper flange | Each | 650
13.3.8 | The lower flange | Each | 650
13.3.9 | upper/ lower housing | Each | 1200
13.3.10 | The Lock Ring | Each | 350
13.3.11 | The Carbon Housing | Each | 2000
13.3.12 | The Carbon Housing (Thrust bearing block assembly complete with segment bearing pad. | Each | 2200
13.3.13 | The Carbon Housing (Top carbond / ferrodo padding) | Each | 350
13.3.14 | The Stud and Nuts | Each | 200
13.3.15 | The Gun Metal bearing, centrifugally cast Aluminium Bronze bearing | Each | 850
bush
13.3.16 | The Circlips | Each | 200
13.3.17 | The Motor base with pin | Each | 500
13.3.18 | The Transportation of pumping machineries | Each | 1200
13.3.19 | The Re-errection charges of pumping machineries including overhauling | Each | 2000
and painting
13.3.20 | The lifting of submersible pumpset from well. | Each | 1500
13.3.21 | The Labour charges only for overhauling | Each | 3000
13.3.22 | Providing of Thermosetting Plastic i.e., Fibere Glass reinforced polyster sheet moulding compound(SMC) pump house with SMC door & canopy etc...,complete component as directed by the departmental officers. | Each | 12000
13.4 | Providing, Single Phase Submersible Pump Sets of 100mm dia (4 inch) suitable for bore well confirming to IS 8034-2000 specifications, to work site with testing of as per instructions of engineer incharge of work and latest amendments etc. complete.
13.4.1 | 0.50 HP/0.37kW - 5 STG(stage) | Each | 10170
13.4.2 | 0.50 HP/0.37kW - 7 STG(stage) | Each | 10855
13.5 | For 0.75 HP/0.55KW
13.5.1 | 5 STG | Each | 12280
13.5.2 | 6 STG | Each | 12630
13.5.3 | 7 STG | Each | 13113
13.5.4 | 10 STG | Each | 13373
13.5.5 | 13 STG | Each | 13918
13.6 | 1.00 HP/0.75KW
13.6.1 | 7 STG | Each | 13318
13.6.2 | 10 STG | Each | 13910
13.6.3 | 12 STG | Each | 14516
13.6.4 | 13 STG | Each | 15120
13.6.5 | 18 STG | Each | 15680
13.7 | 1.50 HP/1.1KW
13.7.1 | 7 STG | Each | 13910
13.7.2 | 10 STG | Each | 14187
13.7.3 | 12 STG | Each | 15418
13.7.4 | 14 STG | Each | 16119
13.7.5 | 15 STG | Each | 16940
13.7.6 | 18 STG | Each | 17546
13.7.7 | 20 STG | Each | 18218
13.7.8 | 26 STG | Each | 19410
13.8 | 2.00 HP/1.5KW
13.8.1 | 6 STG | Each | 16510
13.8.2 | 10 STG | Each | 16993
13.8.3 | 12 STG | Each | 17618
13.8.4 | 14 STG | Each | 17897
13.8.5 | 15 STG | Each | 18218
13.8.6 | 16 STG | Each | 18826
13.8.7 | 18 STG | Each | 19698
13.8.8 | 20 STG | Each | 19864
13.8.9 | 25 STG | Each | 20216
13.8.10 | 30 STG | Each | 20719
13.8.11 | 35 STG | Each | 21813
13.9 | 3.00 HP/2.2KW
13.9.1 | 9 STG | Each | 20113
13.9.2 | 15 STG | Each | 21530
13.9.3 | 20 STG | Each | 21996
13.9.4 | 21 STG | Each | 22478
13.9.5 | 23 STG | Each | 23860
13.9.6 | 30 STG | Each | 24530
13.9.7 | 35 STG | Each | 24816
13.9.8 | 40 STG | Each | 25773
13.9.9 | 50 STG | Each | 26775
13.1 | 5.00 HP/3.7KW
13.10.1 | 25 STG | Each | 26400
13.10.2 | 30 STG | Each | 27910
13.10.3 | 35 STG | Each | 28315
13.10.4 | 50 STG | Each | 29650
13.11 | Providing Submersible Pump Set of 150mm dia suitable for bore well and confirming to IS 8034-2000;3Phase, SS Bowl & Impeller with Low volt Motor as per specifications, to work site as per necessary ammendments and instructions of engineer incharge of work. For 3 HP etc. complete.
13.11.1 | 3.00 HP - 300 LPM @ 26 m = 5 STG Outlet Dia - 2.50" | Each | 23168
13.11.2 | 3.00 HP - 155 LPM @ 42 m = 7 STG Outlet Dia - 2.00" | Each | 24334
13.11.3 | 3.00 HP - 135 LPM @ 56 m = 8 STG Outlet Dia - 2.00" | Each | 25910
13.11.4 | 3.00 HP - 120 LPM @ 55 m = 9 STG Outlet Dia - 2.00" | Each | 26627
13.11.5 | 3.00 HP - 90 LPM @ 66 m = 10 STG Outlet Dia - 2.00" | Each | 28113
13.12 | For 4.00 HP
13.12.1 | 4.00 HP - 360 LPM @ 30 m = 6 STG Outlet Dia - 3.00" | Each | 22628
13.12.2 | 4.00 HP - 245 LPM @ 42 m = 8 STG Outlet Dia - 2.50" | Each | 23319
13.12.3 | 4.00 HP - 155 LPM @ 56 m = 9 STG Outlet Dia - 2.00" | Each | 24107
13.12.4 | 4.00 HP - 135 LPM @ 70 m = 5 STG Outlet Dia - 2.00" | Each | 24993
13.12.5 | 4.00 HP - 120 LPM @ 77 m = 11 STG Outlet Dia - 2.00" | Each | 25610
13.12.6 | 4.00 HP - 90 LPM @ 88 m = 12 STG Outlet Dia - 2.00" | Each | 26730
13.13 | For 5.00 HP
13.13.1 | 5.00 HP - 300 LPM @ 39 m = 5 STG Outlet Dia - 2.50" | Each | 26310
13.13.2 | 5.00 HP - 245 LPM @ 56 m = 8 STG Outlet Dia - 2.50" | Each | 27010
13.13.3 | 5.00 HP - 155 LPM @ 70 m = 10 STG Outlet Dia - 2.00" | Each | 27600
13.13.4 | 5.00 HP - 135 LPM @ 84 m = 12 STG Outlet Dia - 2.00" | Each | 28837
13.13.5 | 5.00 HP - 120 LPM @ 88 m = 14 STG Outlet Dia - 2.00" | Each | 30819
13.13.6 | 5.00 HP - 90 LPM @ 110 m = 15 STG Outlet Dia - 2.00" | Each | 32137
13.14 | For 6.50 HP
13.14.1 | 6.50 HP - 360 LPM @ 45 m = 5 STG Outlet Dia - 3.00" | Each | 26930
13.14.2 | 6.50 HP - 300 LPM @ 52 m = 6 STG Outlet Dia - 2.50" | Each | 27813
13.14.3 | 6.50 HP - 245 LPM @ 70 m = 8 STG Outlet Dia - 2.50" | Each | 29930
13.14.4 | 6.50 HP - 155 LPM @ 84 m = 10 STG Outlet Dia - 2.00" | Each | 30774
13.14.5 | 6.50 HP - 135 LPM @ 110 m = 12 STG Outlet Dia - 2.00" | Each | 32610
13.14.6 | 6.50 HP - 120 LPM @ 112 m = 14 STG Outlet Dia - 2.00" | Each | 34910
13.14.7 | 6.50 HP - 90 LPM @ 132 m = 15 STG Outlet Dia - 2.00" | Each | 36719
13.15 | For 7.50 HP
13.15.1 | 7.50 HP - 360 LPM @ 60 m = 5 STG Outlet Dia - 3.00" | Each | 28116
13.15.2 | 7.50 HP - 300 LPM @ 65 m = 6 STG Outlet Dia - 2.50" | Each | 30010
13.15.3 | 7.50 HP - 245 LPM @ 84 m = 8 STG Outlet Dia - 2.50" | Each | 32819
13.15.4 | 7.50 HP - 155 LPM @ 112 m = 10 STG Outlet Dia - 2.00" | Each | 34213
13.15.5 | 7.50 HP - 135 LPM @ 140 m = 12 STG Outlet Dia - 2.00" | Each | 36620
13.15.6 | 7.50 HP - 120 LPM @ 132 m = 14 STG Outlet Dia - 2.00" | Each | 38919
13.15.7 | 7.50 HP - 90 LPM @ 165 m = 16 STG Outlet Dia - 2.00" | Each | 40810
13.16 | For 10.00 HP
13.16.1 | 10.00 HP - 360 LPM @ 75 m = 5 STG Outlet Dia - 3.00" | Each | 31618
13.16.2 | 10.00 HP - 300 LPM @ 91 m = 6 STG Outlet Dia - 2.50" | Each | 34110
13.16.3 | 10.00 HP - 245 LPM @ 112 m = 8 STG Outlet Dia - 2.50" | Each | 37750
13.16.4 | 10.00 HP - 155 LPM @ 140 m = 10 STG Outlet Dia - 2.00" | Each | 40460
13.16.5 | 10.00 HP - 135 LPM @ 168 m = 12 STG Outlet Dia - 2.00" | Each | 43930
13.16.6 | 10.00 HP - 120 LPM @ 176 m = 16 STG Outlet Dia - 2.00" | Each | 47633
13.16.7 | 10.00 HP - 90 LPM @ 220 m = 20 STG Outlet Dia - 2.00" | Each | 54612
13.17 | For 12.50 HP
13.17.1 | 12.50 HP - 360 LPM @ 90 m = 6 STG Outlet Dia - 3.00" | Each | 35907
13.17.2 | 12.50 HP - 300 LPM @ 104 m = 8 STG Outlet Dia - 2.50" | Each | 39179
13.17.3 | 12.50 HP - 245 LPM @ 140 m = 10 STG Outlet Dia - 2.50" | Each | 45701
13.17.4 | 12.50 HP - 155 LPM @ 168 m = 12 STG Outlet Dia - 2.00" | Each | 49834
13.17.5 | 12.50 HP - 135 LPM @ 210 m = 15 STG Outlet Dia - 2.00" | Each | 55110
13.17.6 | 12.50 HP - 120 LPM @ 220 m = 20 STG Outlet Dia - 2.00" | Each | 59916
13.17.7 | 12.50 HP - 90 LPM @ 264 m = 24 STG Outlet Dia - 2.00" | Each | 64128
13.18 | For 15.00 HP
13.18.1 | 15.00 HP - 360 LPM @ 120 m = 8 STG Outlet Dia - 3.00" | Each | 45774
13.18.2 | 15.00 HP - 300 LPM @ 130 m = 10 STG Outlet Dia - 2.50" | Each | 50337
13.18.3 | 15.00 HP - 245 LPM @ 168 m = 12 STG Outlet Dia - 2.50" | Each | 55618
13.18.4 | 15.00 HP - 155 LPM @ 210 m = 15 STG Outlet Dia - 2.00" | Each | 61827
13.18.5 | 15.00 HP - 135 LPM @ 253 m = 19 STG Outlet Dia - 2.00" | Each | 66708
13.18.6 | 15.00 HP - 120 LPM @ 266 m = 23 STG Outlet Dia - 2.00" | Each | 69344
13.19 | For 17.50 HP
13.19.1 | 17.50 HP - 360 LPM @ 135 m = 9 STG Outlet Dia - 3.00" | Each | 54713
13.19.2 | 17.50 HP - 300 LPM @ 156 m = 12 STG Outlet Dia - 2.50" | Each | 58434
13.19.3 | 17.50 HP - 245 LPM @ 196 m = 14 STG Outlet Dia - 2.50" | Each | 64619
13.19.4 | 17.50 HP - 155 LPM @ 252 m = 18 STG Outlet Dia - 2.00" | Each | 69445
13.19.5 | 17.50 HP - 135 LPM @ 286 m = 22 STG Outlet Dia - 2.00" | Each | 73664
13.19.6 | 17.50 HP - 120 LPM @ 308 m = 26 STG Outlet Dia - 2.00" | Each | 77963
13.2 | For 20.00 HP
13.20.1 | 20.00 HP - 360 LPM @ 150 m = 10 STG Outlet Dia - 3.00" | Each | 63170
13.20.2 | 20.00 HP - 300 LPM @ 169 m = 13 STG Outlet Dia - 2.50" | Each | 68310
13.20.3 | 20.00 HP - 245 LPM @ 224 m = 16 STG Outlet Dia - 2.50" | Each | 73557
13.20.4 | 20.00 HP - 155 LPM @ 280 m = 20 STG Outlet Dia - 2.00" | Each | 78905
13.20.5 | 20.00 HP - 135 LPM @ 350 m = 25 STG Outlet Dia - 2.00" | Each | 81090
13.21 | For 25.00 HP
13.21.1 | 25.00 HP - 360 LPM @ 195 m = 13 STG Outlet Dia - 3.00" | Each | 58473
13.21.2 | 25.00 HP - 300 LPM @ 221 m = 17 STG Outlet Dia - 2.50" | Each | 64313
13.21.3 | 25.00 HP - 245 LPM @ 280 m = 20 STG Outlet Dia - 2.50" | Each | 69773
13.21.4 | 25.00 HP - 155 LPM @ 280 m = 20 STG Outlet Dia - 2.00" | Each | 75336
13.21.5 | 25.00 HP - 135 LPM @ 420 m = 30 STG Outlet Dia - 2.00" | Each | 82619
13.22 | Supply and delivery at site Brand new best make PVC insulated cable of Flat 3 core (sheathed) of nominal cross sectional area as per IS 694-1990 with ISI Mark and as per its latest amendments.
13.22.1 | 1x3x1.5 Sqm | m | 65
13.22.2 | 1x3x2.5 Sqm | m | 85
13.22.3 | 1x3x4 Sqm | m | 135
13.22.4 | 1x3x6 Sqm. | m | 185
13.22.5 | 1x3x10 Sqm | m | 280
13.23 | Supply and delivery at site of brand new best make pressure gauge bourdon type as per IS 778/1984 with ISI Mark and as per its latest amendments.
13.23.1 | Size 63 mm | Each | 416
13.23.2 | Size 80 mm | Each | 597
13.23.3 | Size 100 mm | Each | 654
13.24 | Supply and delivery at site of brand new best make gate valve as per IS 778/1984 with ISI Mark and as per its latest amendments
13.24.1 | Size 50 mm | Each | 1250
13.24.2 | Size 65 mm | Each | 1450
13.24.3 | Size 80 mm | Each | 1650
13.25 | Supply and delivery at site of brand new best make non-return valve as per IS 778/1984 with ISI Mark and as per its latest amendments
13.25.1 | Size 50 mm | Each | 1250
13.25.2 | Size 65 mm | Each | 1550
13.25.3 | Size 80 mm | Each | 1750
13.23 | Supply, installing,testing and commissioning COMMON control panel consisting of the following INCOMING:1 No set of Phase indicating lamps with SFU of suitable rating 1 No, Analog Ammeter, 1 No Analog Voltmeter 1ni with Phase selector switch, Isolating switch OUTGOING for Main Electrical Pump: 1 No. MCB 1 No. DOL of S/D Starter suitable for respective HP 1 No. Electrcal Protection Like single Phase preventor, under voltage over Volage, under current over current & dry run protection suitable for the pump described above 1 no Indoor type NOTE:
1) DOL- Direct Online Starter
2) S-D- Star Delta Starter etc. complete.
13.23.1 | Upto 3 HP pumps | Each | 6500
13.23.2 | 3 to 6 HP pumps | Each | 9550
13.23.3 | 6 to 15 HP pumps | Each | 15900
13.24 | for outdoor
13.24.1 | Upto 3 HP pumps | Each | 7500
13.24.2 | 3 to 6 HP pumps | Each | 10500
13.24.3 | 6 to 15 HP pumps | Each | 17500
13.25 | Supply and delivery at site best indigenous brand new power capacitor as per IS 2834/1986 with latest amendments with KPTCL authorities and erection, electrification and commissioning of the same at the location of respective pump sets. | kVAR | 550
13.26 | Supply and delivery at site delivery of best indigenous brand new MCB (Miniature Circuit Breakers) of required capacity as per IS 88228/1978 and its latest amendments and with ISI Mark of 6/10/16/20/25/40 Amps with scalable box. | per 3 poles | 1150
13.27 | Supply and delivery of galvanized mild steel tubes of 6mtr standard length heavy duty (C Class) as per IS 1239 (Part-I) 1990 with latest amendments with ISI Mark (one end fitted with Heavy Duty collar and other end fitted with protective cover)
13.27.1 | 50 mm | Each | 3050
13.27.2 | 65 mm | Each | 3575
13.27.3 | 80 mm | Each | 4158
13.28 | Supply and delivery at site 50mm(2”) dia heavy duty unplasticized PVC Column pipes with heavy duty collars,rubber profile ring,vibration control profile ring,freezing and turbulence free leak proof EPDM ring with ISI mark with its latest amendments | m | 550
13.29 | Supply and delivery at site 50mm(2”) dia heavy duty CI adopter set complete suitable for uPVC Column pipes for Submersible pumpsets | SET | 1550
13.3 | Supply and delivery at site Accessories for Single Phase pumpset like SS Groove Nipples,SS Studs & Nuts,Screw Clips &water proof Insulation Tape etc complete with ISI mark | SET | 4500
13.31 | Supply and delivery at site Stringing of heavy duty Naylone/PP rope with ISI etc complete suitable for Single phase Pumpsets. | m | 40
13.32 | Labour charges for Erection, Electrification and commissioning of Pump sets, including aligning and balancing of all items including supply and erection of two pair of supporting clamps, bore well caps, cable clips and water tight gland cable protectors, bolts, nuts, valve and gauges,tools and equipments etc., involved in the job as per specifications, with necessary tests as per specifications, with testing of as per instructions of engineer incharge of work. | Job | 6500
13.33 | Labour charges for erection of indoor type panel board and meter board units with all necessary materials and labour tools and equipments including cement concrete for foundation/bed etc,complete as per specification, with testing of as per instructions of engineer incharge of work. | Job | 1350
13.34 | Labour charges for erection of outdoor type panel board and meter board units with all necessary materials and labour, tools and equipments including providing cement concrete foundation bed etc., complete as per specification, with testing of as per instructions of engineer incharge of work. | Job | 1450
13.35 | Labour charges for providing connection using insulated sheathed steel wire cable as per IS 1554/ 1988 with latest amendments from KPTCL pole to meter board unit, with all necessary materials ,tools and equipments,as per specificationswith testing of as per instructions of engineer incharge of work. .
13.35.1 | 2 x 10 sqmm | m | 80
13.35.2 | 3½ x 6 sqmm | m | 160
13.35.3 | 3½ x 10 sqmm | m | 195
13.35.4 | 3 x 10 sqmm (suitable for over head mains) | m | 165
13.35.5 | 3½ x 16 sqmm | m | 270
13.36 | Providing main connection from pole PVC insulated sheathed steel wire cable in new trench as per IS 1554/ 1988 with latest amendments with ISI mark from KPTCL pole to meter board unit. | m | 135
13.37 | Providing main connection from pole PVC insulated sheathed steel wire cable in GI pipe as per IS 1554/ 1988 with latest amendments with ISI mark from KPTCL pole to meter board unit. | m | 85
13.38 | Providing and fixing suitable for 1.1 KV class UG cable filled with necessary bitumen/insulating compound complete with terminals, clamps,bolts,nuts and washers etc. with necessary materials and labour tools and equipments as per instructions of engineer incharge of work.
13.38.1 | 3½x6 Sqm | Each | 375
13.38.2 | 3½x10 Sqm | Each | 450
13.38.3 | 3½x25 Sqm | Each | 562
13.39 | Earthing: Providing and fixing and wiring earth electrode for grounding circuits IC cutouts and other equipments on the meter board in the pit. The pits should be filled up with equal proportion of salt and charcoal 150mm around the pipe to complete depth. The connection from the pipe to the conduits etc. is to established through GI wire of sizes as per clause 7.3.3 of IS 732 using 12mm bolts, nuts, washers and check nuts, the pipe shall have 16 through holes of 12mm dia. | Job | 3750
13.4 | Supply and delivery of Centrifugal pumpset at site brand new best make and with discharge duty confirming to ISI standards and its latest amendments. | Discuss
13.40.1 | 2 HP, Size 65x50 Head 13M, Discharge 462 LPM | Each | 15610
13.40.2 | 2 HP, Size 50x40 Head 22M, Discharge 186 LPM | Each | 16993
13.40.3 | 3 HP, size 50x40 Head 30M, Discharge 198 LPM | Each | 18816
13.40.4 | 5 HP, size 80x65 Head 23.50M, Discharge 600 LPM | Each | 22310
13.40.5 | 5 HP, size 50x40 Head 46M, Discharge 174 LPM | Each | 26417
13.40.6 | 7.5 HP, size 100x100 Head 195M, Discharge 1200 LPM | Each | 30520
13.40.7 | 7.5 HP, size 80x65 Head 195M, Discharge 1200 LPM | Each | 33619
13.40.8 | 7.5 HP, size 65x50 Head 46M, Discharge 360 LPM | Each | 35150
13.40.9 | 10 HP, size 80x65 Head 34.50M, Discharge 840 LPM | Each | 37623
13.40.10 | 12.5 HP, size 100x100 Head 25M, Discharge 1560 LPM | Each | 38331
13.40.11 | 12.5 HP, size 80x65 Head 40M, Discharge 780 LPM. | Each | 46710
13.40.12 | 15 HP, size 80x65 Head 44M, Discharge 900 LPM | Each | 53967
13.40.13 | 20 HP, size 100x80 and 42M, Discharge 1320 LPM | Each | 65918
13.41 | Supply and delivery at site brand new best make pressure guage suitable for centrifugal pump confirming to latest IS standards.
13.41.1 | pressure guage 80MM | Each | 597
13.41.2 | pressure guage 100MM | Each | 654
13.42 | Supply and delivery at site brand new best make level guage suitable for centrifugal pump confirming to latest IS standards. | Each | 750
13.43 | Supply and delivery at site brand new best make starter/ control panel suitable for following HP centrifugal pump confirming with ISI mark and its latest amendments.
13.43.1 | Upto 7.5 HP centrifugal pump | Each | 9500
13.43.2 | 7.5 to 10 HP centrifugal pump | Each | 15550
13.43.3 | 10 to 12 HP centrifugal pump | Each | 35650
13.44 | Supply, delivery, erection and commissioning at site lighting distribution board suitable for monoblock centrifugal pump confirming with ISI mark and its latest amendments. | Each | 3500
13.45 | Supply, delivery, erection and commissioning at site ELCB suitable for monoblock centrifugal pump confirming with ISI mark and its latest amendments. | Each | 4117
13.46 | Providing and fixing LT cable of size 4 x 25 Sqm suitable for centrifugal pump sets with ISI mark and its latest amendments. | m | 562
13.47 | Supply and delivery at site brand new best make Foot valve suitable for centrifugal pump upto 10HP confirming with ISI mark and its latest amendments. | Each | 1750
13.48 | Supply and delivery at site brand new best make Foot valve suitable for centrifugal pump above 12.50HP confirming with ISI mark and its latest amendments. | Each | 2200
13.49 | Rewinding of monoblock motor with copper insulaton wire suitable gauge as per ISI specification with all necessary materials and labour,tools and equipments with guarantee period of not less than 12 months
13.49.1 | 7.5 HP monobloc motor rewinding | Job | 4000
13.49.2 | 10 HP monobloc motor rewinding | Job | 6500
13.49.3 | 12.5 HP monobloc motor rewinding | Job | 8000
13.49.4 | 15 HP monobloc motor rewinding | Job | 12000
13.49.5 | 20 HP monobloc motor rewinding | Job | 15000
13.49.6 | 30 HP monobloc motor rewinding | Job | 20000
13.49.7 | 40 HP monobloc motor rewinding | Job | 22000
13.49.8 | 50 HP monobloc motor rewinding | Job | 25000
13.49.9 | 60 HP monobloc motor rewinding | Job | 35000
13.49.10 | 80 HP monobloc motor rewinding | Job | 38000
13.49.11 | 100HP monobloc motor rewinding | Job | 50000
13.49.12 | 120 HP monobloc motor rewinding | Job | 62000
13.49.13 | 150 HP monobloc motor rewinding | Job | 65000
13.49.14 | 180 HP monobloc motor rewinding | Job | 75000
13.49.15 | 200 HP monobloc motor rewinding | Job | 85000
13.5 | Providing Ball bearing as per ISI specifiction with guarantee period of not less than 12 months
13.50.1 | Bearing cost for 7.5 HP | Each | 1880
13.50.2 | Bearing cost for 10HP | Each | 2050
13.50.3 | Bearing cost for 12.5 HP | Each | 2050
13.50.4 | Bearing cost for 15 HP | Each | 2550
13.50.5 | Bearing cost for 20 HP | Each | 3080
13.50.6 | Bearing cost for 30HP | Each | 4050
13.50.7 | Bearing cost for 40 HP | Each | 4600
13.50.8 | Bearing cost for 50 HP | Each | 6250
13.50.9 | Bearing cost for 60 HP | Each | 6500
13.50.10 | Bearing cost for 80 HP | Each | 7000
13.50.11 | Bearing cost for 100 HP | Each | 7500
13.50.12 | Bearing cost for 120 HP | Each | 9000
13.50.13 | Bearing cost for 150 HP | Each | 11000
13.50.14 | Bearing cost for 180 HP | Each | 12500
13.50.15 | Bearing cost for 200 HP | Each | 13500
13.51 | Providing thrust bearing as per ISI specifiction with guarantee period of not less than 12 months
13.51.1 | Bearing cost for 30 HP | Each | 6500
13.51.2 | Bearing cost for 40HP | Each | 7500
13.51.3 | Bearing cost for 50 HP | Each | 8500
13.51.4 | Bearing cost for 60 HP | Each | 11000
13.51.5 | Bearing cost for 80 HP | Each | 13500
13.51.6 | Bearing cost for 100 HP | Each | 14000
13.51.7 | Bearing cost for 120 HP | Each | 16500
13.51.8 | Bearing cost for 150 HP | Each | 18000
13.51.9 | Bearing cost for 180 HP | Each | 19500
13.51.10 | Bearing cost for 200 HP | Each | 21000
13.52 | Providing terminal plate as per ISI specifiction with guarantee period of not less than 12 months
13.52.1 | terminal plate 7.5 to 12.5 | Each | 450
13.52.2 | terminal plate 15 to 30 | Each | 850
13.52.3 | terminal plate 40 to 60 | Each | 1050
13.52.4 | terminal plate 80 to 120 | Each | 2000
13.52.5 | terminal plate 150 to 200 | Each | 3500
13.53 | Repairs to Vertical turbine pumps as per ISI specifiction with guarantee period of not less than 12 months V- T Pump
13.53.1 | Phosphorous bronze bearing bush for 30 HP to 40 HP | Each | 4800
13.53.2 | Phosphorous bronze bearing bush for 50 HP to 60 HP | Each | 5500
13.53.3 | Phosphorous bronze bearing bush for 80 HP to 100 HP | Each | 7500
13.53.4 | Phosphorous bronze bearing bush for 100 HP to 150 HP | Each | 8200
13.53.5 | Phosphorous bronze bearing bush for 180 HP to 200 HP | Each | 9000
13.54 | Repairs to Vertical turbine pumps as per ISI specifiction with guarantee period of not less than 12 months V-T PUMP STAGE BUSHES
13.54.1 | Phosphorous bronze stage bushes for 30 to 40 HP | Each | 4500
13.54.2 | Phosphorous bronze stage bushes for 50 to 60 HP | Each | 5200
13.54.3 | Phosphorous bronze stage bushes for 80 to 100 HP | Each | 7500
13.54.4 | Phosphorous bronze stage bushes for 100 to 150 HP | Each | 8500
13.54.5 | Phosphorous bronze stage bushes for 180 to 200 HP | Each | 9500
13.55 | Repairs to Vertical turbine pumps as per ISI specifiction with guarantee period of not less than 12 months V-T PUMP IMPELLER AND NECK RING
13.55.1 | IMPELLER AND NECK RING for 30 HP to 40 HP | Each | 4800
13.55.2 | IMPELLER AND NECK RING for 50 HP to 60 HP | Each | 5200
13.55.3 | IMPELLER AND NECK RING for 80 HP to 100 HP | Each | 9000
13.55.4 | IMPELLER AND NECK RING for 100 HP to 150 HP | Each | 8000
13.55.5 | IMPELLER AND NECK RING for 180 HP to 200 HP | Each | 9500
13.56 | Repairs to Vertical turbine pumps as per ISI specifiction with guarantee period of not less than 12 months HORIZANTAL PUMP
13.56.1 | Phosphorous bronze bushes for 7.5 to 15 HP monoblock motor | Each | 800
13.56.2 | Phosphorous bronze bushes for 20 HP monoblock motor | Each | 1800
13.56.3 | Phosphorous bronze bushes for 40HP to 80HP monoblock motor | Each | 5800
13.56.4 | Phosphorous bronze bushes for 100HP to 120HP monoblock motor | Each | 6500
13.56.5 | Phosphorous bronze bushes for 150HP to 200 HP monoblock motor | Each | 8000
13.57 | BEARING FOR HORIZONTAL PUMP
13.57.1 | For 20 HP pump bearing | Each | 2500
13.57.2 | For 30 HP Pump bearing | Each | 3500
13.57.3 | For 40 to 80 HP pump bearing | Each | 4500
13.57.4 | For 60 to 80 HP pump bearing | Each | 8400
13.57.5 | For 100 to 150HP pump bearing | Each | 10200
13.57.6 | For 180 to 200 HP pump bearing | Each | 10800
13.58 | ALL TYPES OF JACK WELL V-T PUMP DETAILS as per ISI specifiction with guarantee period of not less than 12 months -For Pump dismentaling and refitting after attending repairs.
13.58.1 | Up to 60 HP | Each | 10000
13.58.2 | 60 HP to 120 HP | Each | 12000
13.58.3 | 120 HP to 200 HP | Each | 15000
13.58.4 | 200 HP to 250 HP | Each | 18000
13.59 | For Top body bush fitting
13.59.1 | Up to 60 HP | Each | 2000
13.59.2 | 60 HP to 120 HP | Each | 2500
13.59.3 | 120 HP to 200 HP | Each | 2800
13.59.4 | 200 HP to 250 HP | Each | 1675
13.6 | For Bottom body bush fitting
13.60.1 | Up to 60 HP | Each | 1450
13.60.2 | 60 HP to 120 HP | Each | 1850
13.60.3 | 120 HP to 200 HP | Each | 1975
13.60.4 | 200 HP to 250 HP | Each | 2075
13.61 | For Pumps stage body bush fitting Each
13.61.1 | Up to 60 HP | Each | 850
13.61.2 | 60 HP to 120 HP | Each | 1050
13.61.3 | 120 HP to 200 HP | Each | 1125
13.61.4 | 200 HP to 250 HP | Each | 1250
13.62 | For Pump body necking fitting Each
13.62.1 | Up to 60 HP | Each | 1200
13.62.2 | 60 HP to 120 HP | Each | 1475
13.62.3 | 120 HP to 200 HP | Each | 1650
13.62.4 | 200 HP to 250 HP | Each | 1850
13.63 | For Impeller breezing making
13.63.1 | Up to 60 HP | Each | 1050
13.63.2 | 60 HP to 120 HP | Each | 1175
13.63.3 | 120 HP to 200 HP | Each | 1250
13.63.4 | 200 HP to 250 HP | Each | 1280
13.64 | For Pump shaft press throwble
13.64.1 | Up to 60 HP | Each | 680
13.64.2 | 60 HP to 120 HP | Each | 700
13.64.3 | 120 HP to 200 HP | Each | 750
13.64.4 | 200 HP to 250 HP | Each | 850
13.65 | For Pump open & fitting at work shop
13.65.1 | Up to 60 HP | Each | 3500
13.65.2 | 60 HP to 120 HP | Each | 4000
13.65.3 | 120 HP to 200 HP | Each | 4500
13.65.4 | 200 HP to 250 HP | Each | 5000
13.66 | For Connecting bush G.M new making Each
13.66.1 | Up to 60 HP | Each | 1875
13.66.2 | 60 HP to 120 HP | Each | 1975
13.66.3 | 120 HP to 200 HP | Each | 2255
13.66.4 | 200 HP to 250 HP | Each | 2575
13.67 | For Line shaft seat welding making Each
13.67.1 | Up to 60 HP | Each | 450
13.67.2 | 60 HP to 120 HP | Each | 550
13.67.3 | 120 HP to 200 HP | Each | 500
13.67.4 | 200 HP to 250 HP | Each | 600
13.68 | For Oil inside new Fitting & threading Each
13.68.1 | Up to 60 HP | Each | 1400
13.68.2 | 60 HP to 120 HP | Each | 1600
13.68.3 | 120 HP to 200 HP | Each | 1850
13.68.4 | 200 HP to 250 HP | Each | 1950
13.69 | For Balancing spaider rubber guide Each
13.69.1 | Up to 60 HP | Each | 1200
13.69.2 | 60 HP to 120 HP | Each | 1300
13.69.3 | 120 HP to 200 HP | Each | 1450
13.69.4 | 200 HP to 250 HP | Each | 1570
13.7 | For New T.T nipple making
13.70.1 | Up to 60 HP | Each | 3050
13.70.2 | 60 HP to 120 HP | Each | 3250
13.70.3 | 120 HP to 200 HP | Each | 3500
13.70.4 | 200 HP to 250 HP | Each | 3800
13.71 | For Pump gear box body radial bearing
13.71.1 | Up to 60 HP | Each | 13575
13.71.2 | 60 HP to 120 HP | Each | 16575
13.71.3 | 120 HP to 200 HP | Each | 18075
13.71.4 | 200 HP to 250 HP | Each | 20750
13.72 | For Gear box ball bearing
13.72.1 | Up to 60 HP | Each | 1500
13.72.2 | 60 HP to 120 HP | Each | 1650
13.72.3 | 120 HP to 200 HP | Each | 1925
13.72.4 | 200 HP to 250 HP | Each | 2075
13.73 | For Pumping and clean pipe painting
13.73.1 | Up to 60 HP | Each | 1675
13.73.2 | 60 HP to 120 HP | Each | 1875
13.73.3 | 120 HP to 200 HP | Each | 2150
13.73.4 | 200 HP to 250 HP | Each | 2250
13.74 | For Transportation charges both side
13.74.1 | Up to 60 HP | Each | 2500
13.74.2 | 60 HP to 120 HP | Each | 3500
13.74.3 | 120 HP to 200 HP | Each | 4200
13.74.4 | 200 HP to 250 HP | Each | 4500
13.75 | Water Treatment Plants HORIZANTAL PUMP ALL TYPES-For Pump open & refitting after repairs
13.75.1 | Up to 25HP | Each | 4900
13.75.2 | 25 HP to 100 HP | Each | 5200
13.75.3 | 100 HP to 150 HP | Each | 5800
13.75.4 | 150 HP to 250 HP | Each | 6200
13.76 | For Side gland bush
13.76.1 | Up to 25HP | Each | 1500
13.76.2 | 25 HP to 100 HP | Each | 1800
13.76.3 | 100 HP to 150 HP | Each | 2000
13.76.4 | 150 HP to 250 HP | Each | 2100
13.77 | For Impeller breezing and making
13.77.1 | Up to 25HP | Each | 1100
13.77.2 | 25 HP to 100 HP | Each | 1450
13.77.3 | 100 HP to 150 HP | Each | 1600
13.77.4 | 150 HP to 250 HP | Each | 1700
13.78 | For Shaft steel welding and making bearing sheet Each
13.78.1 | Up to 25HP | Each | 1100
13.78.2 | 25 HP to 100 HP | Each | 1450
13.78.3 | 100 HP to 150 HP | Each | 1600
13.78.4 | 150 HP to 250 HP | Each | 1850
13.79 | For Shaft threading making Each
13.79.1 | Up to 25HP | Each | 1250
13.79.2 | 25 HP to 100 HP | Each | 1650
13.79.3 | 100 HP to 150 HP | Each | 1815
13.79.4 | 150 HP to 250 HP | Each | 2015
13.8 | For Joint rope of 1kg
13.80.1 | Up to 25HP | Each | 700
13.80.2 | 25 HP to 100 HP | Each | 815
13.80.3 | 100 HP to 150 HP | Each | 915
13.80.4 | 150 HP to 250 HP | Each | 1050
13.81 | For Pump shaft bend thrown
13.81.1 | Up to 25HP | Each | 950
13.81.2 | 25 HP to 100 HP | Each | 1150
13.81.3 | 100 HP to 150 HP | Each | 1350
13.81.4 | 150 HP to 250 HP | Each | 1650
13.82 | For Transportation
13.82.1 | Up to 25HP | Each | 2715
13.82.2 | 25 HP to 100 HP | Each | 3050
13.82.3 | 100 HP to 150 HP | Each | 3250
13.82.4 | 150 HP to 250 HP | Each | 3650
13.83 | For Pump shaft getting check nut Each
13.83.1 | Up to 25HP | Each | 1050
13.83.2 | 25 HP to 100 HP | Each | 1050
13.83.3 | 100 HP to 150 HP | Each | 1115
13.83.4 | 150 HP to 250 HP | Each | 1250
13.84 | For Both coupling new set
13.84.1 | Up to 25HP | Each | 8500
13.84.2 | 25 HP to 100 HP | Each | 10200
13.84.3 | 100 HP to 150 HP | Each | 11000
13.84.4 | 150 HP to 250 HP | Each | 12000
13.85 | Providing and installing of solar photo voltaic (SPV) water pumping system INDUCTION MOTOR, PUMPSETS AND A SUITABLE INVERTER
as per IS specification and instruction of Engineer incharge of work as per IS specification- For 3000 wp/ 3HP submersible with controller
13.85.1 | Total head 30 mtrs and shut off dynamic Head 45 mtr and water out put 96000 ltrs/day. | Each | 267000
13.85.2 | Total head 50 mtrs and shut off dynamic Head 75 mtr and water out put 57000 ltrs/day. | Each | 270000
13.85.3 | Total head 70 mtrs and shut off dynamic Head 100 mtr and water out put 39000 ltrs/day | Each | 273000
13.86 | For 4800 wp/ 5HP submersible with controller
13.86.1 | Total head 50 mtrs and shut off dynamic Head 70 mtr and water out put 91200 ltrs/day. | Each | 383000
13.86.2 | Total head 70 mtrs and shut off dynamic Head 100 mtr and water out put 62400 ltrs/day. | Each | 386000
13.86.3 | Total head 100 mtrs and shut off dynamic Head 150 mtr and water out put 40800 ltrs/day. | Each | 389000
13.87 | For 6750 wp/ 7.5 HP submersible with controller
13.87.1 | Total head 50 mtrs and shut off dynamic Head 70 mtr and water out put 128250 ltrs/day. | Each | 565000
13.87.2 | Total head 70 mtrs and shut off dynamic Head 100 mtr and water out put 87750 ltrs/day. | Each | 568000
13.87.3 | Total head 100 mtrs and shut off dynamic Head 150 mtr and water out put 57375 ltrs/day. | Each | 571000
13.88 | For 9000 wp/ 10HP submersible with controller
13.88.1 | Total head 50 mtrs and shut off dynamic Head 70 mtr and water out put 171000 ltrs/day. | Each | 714000
13.88.2 | Total head 70 mtrs and shut off dynamic Head 100 mtr and water out put 117000 ltrs/day. | Each | 717000
13.88.3 | Total head 100 mtrs and shut off dynamic Head 150 mtr and water out put 76500 ltrs/day. | Each | 720000

## List
P.H.Division,Motipur
Block wise (WLS,PWS, SVS) Ward Details
Sl.No | Block | Name of Scheme | Panchayat | Name of PWS Scheme | PHED Wards |  |  |  | Remarks
[5 empty] | PWS Wards No. | Total | WIMC Wards No | No. of Scheme
1 | Meenapur | Turki Khararoo East | Turki Khararoo East | 6,10,11,13 | 4 |  | 6,10,11,13 | 4
2 |  | Turki Khararoo West | Turki Khararoo West | 11,13 | 2 |  | 11,13 | 2
3 |  | Panapur | Panapur | 3,6,7,8,11,13 | 6 |  | 3,6,7,8,11,13 | 6
4 |  | Harka Manshahi | Harka Manshahi | 4,5,11,12,13 | 5 |  | 4,5,11,12,13 | 5
5 | Paroo | Anandpur Kharauni | Anandpur Kharauni | 4,6,7,8,13 | 5 |  | 4,6,7,8,13 | 5
6 |  | Dharfari | Dharfari | 10,13,14,15 | 4 |  | 10,13,14,15 | 4
7 |  | Moujamma | Moujamma | 12,13,14,15 | 4 |  | 12,13,14,15 | 4
8 |  | Moujamma | Moujamma | 1,2,3,9,10,11 | 6 |  | 1,2,3,9,10,11 | 6
9 |  | Pandeh | Pandeh | 1,2,3,4,5 | 5 |  | 1,2,3,4,5 | 5
10 |  | Pandeh | Pandeh | 6,11,12,13,14 | 5 |  | 6,11,12,13,14 | 5
11 |  | Paroo South | Paroo South | 5,6,7,8,11,12 | 6 |  | 5,6,7,8,11,12 | 6
12 |  | Devariya East | Devariya East | 1,2,11,12,13,15 | 6 |  | 1,2,11,12,13,15 | 6
13 | Kanti | Mustaffapur | Mustaffapur | 1 | 1 |  | 1 | 1
14 |  | Har chanda | Har chanda | 2,11,13 | 3 |  | 2,11,13 | 3
15 |  | Ramnath Dhamauli East | Ramnath Dhamauli East | 7,9,11,15 | 4 |  | 7,9,11,15 | 4
16 |  | Panapur Haweli | Panapur Haweli | 8,11,13,14,15,16 | 6 |  | 8,11,13,14,15,16 | 6
17 |  | Sherukahi | Sherukahi | 1,3,5 | 3 |  | 3,5 | 2
18 |  | Har chanda | Har chanda | 3 | 1 |  | 3 | 1
19 |  | Ramnath Dhamauli East | Ramnath Dhamauli East | 6,8 | 2 |  | 6,8 | 2
20 |  | Ramnath Dhamauli West | Ramnath Dhamauli West | 1,3,8,15 | 4 |  | 8 | 1
21 |  | Sherukahi | Sherukahi |  |  |  | 10 | 1
22 |  | Ramnath Dhamauli West | Ramnath Dhamauli West |  |  |  | 6 | 1
23 |  | Mustaffapur | Mustaffapur | 9 | 1 |  | 9 | 1
24 | Marwan | Jiyan Khurd | Jiyan Khurd | 1,3,6,7 | 4 |  | 1,3,6,7 | 4
25 |  | Jiyan Khurd | Jiyan Khurd | 4,5,6,15 | 4 |  | 4,5,6,15 | 4
26 |  | Karjadih | Karjadih | 10,12 | 2 |  | 10,12 | 2
27 |  | Bakrkagaon Utri | Bakrkagaon Utri | 3,9 | 2 |  | 3,9 | 2
28 |  | Mohammadpur Subey | Mohammadpur Subey | 3,4,5,11,12,13,14 | 7 |  | 3,4,5,11,12,13,14 | 7
29 |  | Bakrkagaon Utri | Bakrkagaon Utri | 5,12,13 | 3 |  | 5,12,13 | 3
30 | Motipur | Harupur | Harupur | 1,2,3,11,12,13,14,15 | 8 |  | 1,2,3,11,12,13,14,15 | 8
31 | Sahebganj | Madhopur Hazari | Madhopur Hazari | 3,4,5 | 3 |  | 5,6,7,12 | 4
32 |  | Rampur Asli | Rampur Asli |  |  |  | 14 | 1
33 | Saraiya | Basantpur South | Basantpur South | 7,10 | 2 |  | 7,10 | 2
34 |  | Saraiya | Saraiya | 3,8,9 | 3 |  | 8,9 | 2
35 | Kudhani | Chajjan Harishankar | Chajjan Harishankar | 5,7,8,9,10 | 5 |  | 5,7,8,9,10 | 5
Total No. of Scheme (WLS) | [7 empty] | 125
1 | Meenapur | Meenapur | Meenapur |  |  |  | 7,8 | 1
2 | Kudhani | Turki | Turki |  |  |  | 9,10,13,14,15 | 1
3 | Kanti | Navrullahpur Bangra | Navrullahpur Bangra |  |  |  | 1,2,3,4,10 | 1
4 | Saraiya | Saraiya | Saraiya |  |  |  | 4,5,7,11,12,13 | 1
5 | Paroo | Moujjama | Moujjama |  |  |  | 4,5,6,7,8 | 1
6 | Marwan | Bakrkagaon Utri | Bakrkagaon Utri |  |  |  | 1,6,7,8 | 1
7 | Meenapur | Panapur | Panapur |  |  |  | 3,4 | 1
8 | Saraiya | Basantpur South | Basantpur South |  |  |  | 1,2,3,5,6,8,9 | 1
9 | Meenapur | Turki Khararoo West | Turki Khararoo West |  |  |  | 1,3,5 | 1
10 | Sahebganj | Madhopur Hazari | Madhopur Hazari |  |  |  | 8,9,10,11 | 1
11 | Motipur | Motipur Kathaiya | Motipur Kathaiya |  |  |  | 6,7,8,9,10 | 1
12 | Kudhani | Chajjan Harishankar | Chajjan Harishankar |  |  |  | 1,2,3,4,6 | 1
13 | Paroo | Phulwariya | Phulwariya |  |  |  | 7,8,9,10 | 1
14 | Paroo | Dharphari | Dharphari |  |  |  | 2,3,6,8,9,11 | 1
Total No. of Scheme (PWS) | [7 empty] | 14
1 | Saraiya | Chako Chapra | Ramkrishan Dubiyahi |  |  |  | 6,13 | 1
2 | Saraiya | Jagir Tola | Ramkrishan Dubiyahi |  |  |  | 14 | 1
3 | Kanti | Saieen | Saieen |  |  |  | 1,2,3,4,13,14,15 | 1
4 | Kanti | Saieen Brijlal | Saieen |  |  |  | 5,6,7 | 1
5 | Kanti | Madhukar Chhapra | Saieen |  |  |  | 8,9,10 | 1
6 | Kanti | Rannu Rai | Saieen |  |  |  | 11,12 | 1
7 | Meenapur | Chatursi | Chatursi |  |  |  | 7,8,9 | 1
8 | Meenapur | Bhagwan Chhapra | Chatursi |  |  |  | 5,6,12 | 1
9 | Meenapur | Khoja Pakari | Chatursi |  |  |  | 13,14 | 1
10 | Meenapur | Neknama | Chatursi |  |  |  | 10,11 | 1
11 | Meenapur | Basudev Banua | Chatursi |  |  |  | 1 | 1
12 | Paroo | Matihani | Gyaspur |  |  |  | 9,14,15 | 1
13 | Saraiya | Shekh Dhanauj | Ramkrishan Dubiyahi |  |  |  | 7,8,9 | 1
14 | Saraiya | Jalalpur | Ramkrishan Dubiyahi |  |  |  | 10,11,12 | 1
15 | Paroo | Gyaspur | Gyaspur |  |  |  | 1,2,3,4,5,6,7,8 | 1
Total No. of Scheme (SVS) | [7 empty] | 15
Executive Engineer
P.H.Division, Motipur