## NIT
NIT SCHEDULE FOR SR/MOW WORK OF OF VARIOUS GOVT. BUILDINGS OF KHARORA SECTION, RAIPUR (C.G.)
Rate :- As per SOR of Builing in forced from 01-01-2015 with upto date amendments |  |  |  | P.A.C. Rs. 25.00 Lacs
S.No. | S.O.R. ITEM No. | DESCRIPTION OF ITEM | UNIT | RATE
1 | 1.1 | Excavation for all types and sizes of foundations, trenches and drains or for any other purpose including disposal of excavated stuff upto 1.5 m lift and lead upto 50m (at least 5m away from the excavated area), including dressing and leveling of pits.
| 1.1.1 | In all types of soils. | cum | 185
| 1.1.2 | In ordinary rocks. | cum | 267
| 1.1.3 | In hard rocks requiring blasting. | cum | 453
| 1.1.4 | In hard rocks where blasting in prohibited. | cum | 798
2 | 1.2 | Surface dressing of the ground including removing vegetation and making up undulations and in-equalities not exceeding 15 cms in depth/ height including disposal of rubbish upto 1.5 m lift and lead upto 50m (at least 5m away from the dressed area). | sqm | 7.2
3 | 1.4 | Clearing jungle including uprooting of rank vegetation, grass, brush wood, trees and saplings of girth upto 30 cm measured at a height of 1 m above ground level and removal of rubbish upto a distance of 50 m outside the periphery of the area cleared. | sqm | 3.7
4 | 1.6 | Extra for every additional lift of 1.5 m or part thereof.
| 1.6.1 | All types of soils | cum | 26.5
| 1.6.2 | Ordinary or hard rocks | cum | 47.5
5 | 1.17 | Filling from available excavated stuff (Excluding rock) in trenches, plinth, sides of foundation etc. in layers not exceeding 20cm in depth consolidating each deposited layer by ramming and watering with a lead upto 50 M. and lift upto 1.5 M. | cum | 65
6 | 1.18 | Providing and filling in plinth with sand/ Crusher dust and hard moorum under floor in layers not exceeding 20cm in depth consolidating each deposited layer by ramming and watering, including dressing etc. complete. | cum | 371
7 | 1.21 | Deduct for the serviceable excavated stone received from the excavation of hard rock which is the property of contractor. | cum | 203
8 | 1.22 | Supplying chlorpyrifos/ Lindane emulsifiable concentrate of 20% in sealed containers including delivery as specified. | litre | 208
9 | 1.25 | Diluting chemical emulsion (chlorpyrifos/ lindane) in water as per manufacturers recommendation and injecting for pre-constructional curative cum preventive anti-termite treatment:(Five year service guarantee bond to be signed by contractor)
| 1.25.1 | Surface treatment by spreading emulsion under floor, over the plinth area before laying base concrete @ 5 litres / sqm | sqm | 27.5
| 1.25.2 | Treatment of inside of plinth masonry wall on using diluted chemical emulsion @ 1.5 litre per hole, including drilling 12 mm diameter holes in plinth wall below plinth protection at the interval of 300 mm and plugging with cement mortar 1 :2 (1 cement : 2 Coarse sand). | metre | 19
| 1.25.3 | Treatment of outer side of plinth masonry wall using diluted chemical emulsion @ 1.5 litre per hole, including drilling 12 mm diameter holes in plinth wall at the junction of floor at the interval of 300 mm and plugging with cement mortar 1 :2 (1 cement : 2 Coarse sand). | metre | 13.5
10 | 1.26 | Carriage by mechanical transport upto 5 km lead:
| 1.26.1 | Earth | cum | 111
| 1.26.2 | Sludge | cum | 89
| 1.26.3 | Dismantled Building debris (Mulba) | cum | 91.5
11 | 1.27 | Extra for mechanical transport for every one km or part thereof beyond first 5 km lead.
| 1.27.1 | Earth | cum.km | 9
| 1.27.2 | Sludge | cum.km | 7.2
| 1.27.3 | Dismantled Building debris (Mulba) | cum.km | 9
12 | 2.1 | Providing and fixing form work including centering, shuttering, strutting, staging, propping bracing etc. complete and including its removal at all levels, for:
| 2.1.1 | Foundations, footings, bases of columns plinth beam, curtain wall in any shape and size and all type of wall below plinth level. | sqm | 139
| 2.1.6 | Columns, beams & walls- circular or any other geometrical shape other than square and rectangular in all sizes | sqm | 356
| 2.1.7 | Suspended floors, roofs, access platform, balconies (plain surfaces) and shelves (cast in situ) | sqm | 235
| 2.1.8 | Beams, lintels, cantilevers & walls | sqm | 202
13 | 2.2 | Extra for additional height every 1m or part thereof where height of staging for form work exceeds 4.0 metre with adequate bracing, propping etc at all levels, for suspended floor, roof, landing, beam and balcony. (only plan area is to be measured): | sqm | 40.5
14 | 3.1 | Providing and laying nominal mix plain cement concrete with crushed stone aggregate using concrete mixer in all works upto plinth level excluding cost of form work.
| 3.1.3 | 1:3:6 (1 cement : 3 coarse sand : 6 graded stone aggregate 40mm nominal size). | cum | 2970
| 3.1.4 | 1:2:4 (1 cement : 2 coarse sand : 4 graded stone aggregate 40mm nominal size). | cum | 3552
15 | 3.2 | Providing and laying nominal mix reinforced cement concrete with crushed stone aggregate using concrete mixer in all works upto plinth level excluding cost of form work. (Note :Excess/ less cement used as per design mix is payable/ recoverable separately)
| 3.2.1 | 1:1½:3 (1 cement : 1½ coarse sand : 3 graded stone aggregate 20mm nominal size). | cum | 4163
16 | 3.3 | Providing and laying design mix reinforced cement concrete with crushed graded stone aggregate 20mm nominal size using batching plant, transit mixer and concrete pump, in all works upto plinth level excluding cost of form work.
| 3.3.1 | M-20 Grade | cum | 4231
17 | 3.4 | Extra for laying PCC/RCC of any grade in superstructure above plinth level for every floor or part thereof in addition to rate for foundation and plinth: | cum | 97.5
18 | 3.12 | Providing and placing in position reinforcement for R.C.C. work including straightening, cutting, bending, binding etc. complete as per drawings including cost of binding wire in foundation and plinth all complete:
| 3.12.1 | Thermo-Mechanically treated bars FE 415 | kg | 54.5
| 3.12.2 | Thermo-Mechanically treated bars FE 500D | kg | 54.5
| 3.12.3 | Thermo-Mechanically treated bars FE 550D | kg | 55
| 3.12.4 | Cold twisted bar / Hot rolled deformed steel | kg | 53.5
19 | 3.13 | Providing and laying damp proof course (upto 50mm thick) with plain cement concrete 1:2:4 (1 cement : 2 coarse sand : 4 graded crushed stone aggregate 20mm nominal size) including form work. | cum | 4237
20 | 3.15 | Applying a coat of hot bitumen VG-10 using @ 1.7kg/ sqm on damp proof course after cleaning the surface with brushes and finally with a piece of cloth lightly soaked in kerosene oil. | sqm | 93.5
21 | 3.16 | Making 50mm thick plinth protection of plain cement concrete 1:3:6 (1 cement : 3 coarse sand : 6 graded crushed stone aggregate 20mm nominal size) over 75mm bed of dry brick ballast 40mm nominal size well rammed and consolidated and grouted with sand including finishing the top smooth. | sqm | 273
22 | 3.20 | Providing and fixing aluminium strip 1.60 mm thick on expansion joints with iron screws as per design to match the colour, shade of wall treatment . | sqm | 1397
23 | 4.5 | Providing and laying water proofing treatment in sunken portion of WCs, bathroom, kitchen etc., by applying cement slurry mixed with water proofing cement compound consisting of following applications including surface preparation: i) First layer of slurry of cement @ 0.488 kg/sqm mixed with water proofing cement compound @ 0.253 kg/sqm. This layer will be allowed to air cure for 4 hours. ii) Second layer of slurry of cement @ 0.242 kg/sqm mixed with water proofing cement compound@ 0.126 kg/sqm. This layer will be allowed to air cure for 4 hours followed with water curing for 48 hours. The rate includes treatment and sealing of all joints, corners, junctions of pipes and masonry with polymer mixed slurry. | sqm | 182
24 | 4.6 | Providing and laying water proofing treatment on roofs of slabs by applying cement slurry mixed with water proofing cement compound consisting of following applications including surface preparation: i) 1st layer of slurry of cement @ 0.488 kg/sqm mixed with water proofing cement compound @ 0.253 kg/sqm. ii) 2nd layer of Fibre glass cloth when the first layer is still green. Overlaps of joints of fibre cloth should not be less than 10 cm. iii) 3rdlayer of 1.5 mm thickness consisting of slurry of cement @ 1.289 kg/sqm mixed with coarse sand @ 1.289 kg/sqm and water proofing cement compound @ 0.07 kg/sqm. This will be allowed to air cure for 4 hours followed by water curing for 48 hours. The entire treatment will be taken upto 30cm on parapet wall and tucked into groove in parapet all around. iv) 4th and final layer of brick tiling with cement mortar (which will be paid for separately) For the purpose of measurement the entire treated surface will be measured. | sqm | 283
25 | 4.9 | Providing and laying eight course damp proofing treatment in basement, sumps, reservoirs etc. consisting of first, third, fifth and seventh course of blown type petroleum bitumen of IS grade 85/ 25 applied hot at the rate of 1.60kg/ sqm. and 2nd 4th, 6th course of self finished bitumen tar felt with priming coat with bitumen solution applied at the rate of a minimum 0.25 litre per sqm eight and final course of stone grit 6mm and down pea sized gravel spreaded at 0.008 cum per sqm including preparation of surface by grouting cracks, providing C.C. fillets, rounding of corners and cleaning and drying of the surface before priming coat is applied complete.
| 4.9.1 | With bitumen felt of type 2, grade 2 (Fibre base) in 2nd, 4th & 6th course. | sqm | 564
| 4.9.2 | With bitumen felt of type 3, grade 2 (Hessian base) three courses. | sqm | 545
| 4.9.3 | With bitumen felt of type 2 grade 2 (Fibre base) in two courses, one course with type 3 grade 2 (Hessian base). | sqm | 558
| 4.9.4 | With bitumen felt of type 2, grade 2 (Fibre base) one course and two courses with type 3 grade 2 (Hessian base). | sqm | 552
26 | 4.10 | Providing and laying three course damp proofing treatment in water reservoir, sump, tank etc., with bitumen felt and blown type petroleum bitumen at the rate of 1.6 Kg/sqm 1st, 3rd course and 2nd course with tar felt including applying priming coat at the rate of 0.25 litre per sqm and fillets and rounding corners, wherever required, complete.
| 4.10.1 | Bitumen felt of type 2 grade 2 (Fibre base) | sqm | 321
| 4.10.2 | With tar felt (Hessian base) type 3 grade 2. | sqm | 309
27 | 4.14 | Providing and fixing 2mm thick (for corrugated roof sheets) APP (Atactic Polypropylene Polymer) modified prefabricated five layer 2mm thick water proofing membrane, black finished reinforced with glass fibre matt consisting of a coat of bitumen primer for bitumen membrane @ 0.40 ltr/sq. mtr. by the same membrane manufacture of density at 25°C, 0.87 - 0.89 kg/ ltr and viscosity 70 - 160 cps. Over the primer coat the layer of membrane shall be laid using Butane torch and sealing all joints etc., and preparing the surface complete. The vital physical and chemical parameters of the membrane shall be: Joint strength in longitudinal and transverse direction at 23°C as 350/300 N/ 5cm. Tear strength in longitudinal and transverse direction as 60/80N. Softening point of membrane not less than 150°C. Cold flexibility shall be upto -2°C when tested in accordance with ASTM, D - 5147. The laying of membrane shall be got done through the authorised applicator of the manufacture of membrane. | sqm | 269
28 | 4.18 | Providing and fixing broken glazed tiles on top of hot bitumen @ 1.00 kg/ sqm (0.80 kg-85/25 grade and 0.20 kg -80/100 grade) and joint filled with cement mortar 1:2 (1 cement :2 marble dust) mixed with water proofing compound complete. | sqm | 134
29 | 4.22 | Providing Water proofing treatment over Roof, Wall, Chhajjas, Balcony with Diamond Shield and Sealer coat or equivalent at leakage/ seepage area consisting of the operation: (i) Surface preparation roughening of surface, opening of cracks in ‘V’ groove in size of 5mm x 10m (WxD), filling of cracks with putty of Diamond shield with laying fiber glass mesh, Cleaning of surface by scrubbing with steel wire/ Nylon brush. Removing all dust particles and washing with adequate water to clean completely. (ii) Providing and applying 1st coat of diamond shield or equivalent compound (having two component dry powder 80% Chemical 20% (chemical having 30% solid contents) making flexible waterproof and protective modified mortar with minimum thickness 70-80 micron after proper mixing of both the parts of compound along with laying of fiber glass mesh (of weaving size of 10x10 yarn/inch duly coated with alkaline resistant polymer). Allow the coating to set in natural air for minimum 2 Hrs. After 1st coat apply 2nd coat with minimum thickness 100 micron of the same compound. Allow the 2nd coat to set in natural air for minimum 4 Hrs. Total consumption of the diamond shield or equivalent in both coat should be @ 17.90 kg for 10sqm area. (iii) Over the above layers providing and applying 1st coat of sealer compound (Single component High Build elastomeric, flexible, pure acrylic waterproofing membranes having solid content of 65%) minimum 50-60 micron and allow it to set in natural air for minimum 2 Hrs. After 1st coat apply 2nd and final coat 120-140 micron of sealer compound and allow it to set in natural air for minimum 4 Hrs. Consumption of Sealer compound should be @ 5.40 kg per 10 sqm area. The final area appearance of the coating will be milky white (iv) The treated area should be cure with water for 48 hrs by flooding the surface. All above operations to be done in order. The application shall be got done through the authorised applicator of the manufacturer. | sqm | 421
30 | 7.1 | Brick work with modular well burnt clay bricks of crushing strength not less than 35 kg/sqcm and water absorption not more than 20% in foundation and plinth in:
| 7.1.1 | Cement Mortar 1:3 (1 Cement : 3 Coarse Sand) | cum | 4199
| 7.1.2 | Cement Mortar 1:4 (1 Cement : 4 Coarse Sand) | cum | 4010
| 7.1.3 | Cement Mortar 1:5 (1 Cement : 5 Coarse Sand) | cum | 3908
| 7.1.4 | Cement Mortar 1:6 (1 Cement : 6 Coarse Sand) | cum | 3821
31 | 7.5 | Brick work with modular fly-ash lime bricks (FaLG Bricks) confirming to IS:12894-2002 of class designation 4.0 in foundation and plinth in:
| 7.5.1 | Cement Mortar 1:3 (1 cement : 3 coarse sand) | cum | 3641
| 7.5.2 | Cement Mortar 1:4 (1 cement : 4 coarse sand) | cum | 3452
| 7.5.3 | Cement Mortar 1:5 (1 cement : 5 coarse sand) | cum | 3350
| 7.5.4 | Cement Mortar 1:6 (1 cement : 6 coarse sand) | cum | 3263
| 7.5.5 | Cement Mortar 1:8 (1 cement : 8 coarse sand) | cum | 3157
32 | 7.6 | Extra for brick work in superstructure above plinth level for every floor or part thereof in addition to rate for foundation and plinth: | cum | 121
33 | 7.10 | Half brick thick brick masonry with modular well-burnt clay bricks of crushing strength not less than 25 kg/sqcm and water absorption not more than 20% upto plinth level:
| 7.10.1 | Cement Mortar 1:3 (1 cement : 3 coarse sand) | sqm | 430
| 7.10.2 | Cement Mortar 1:4 (1 cement : 4 coarse sand) | sqm | 417
34 | 7.11 | Half brick thick brick masonry with fly-ash lime bricks (FaLG Bricks) confirming to IS:12894-2002 of class designation 4.0 in superstructure above plinth level upto plinth level:
| 7.11.1 | Cement Mortar 1:3 (1 cement : 3 coarse sand) | sqm | 394
| 7.11.2 | Cement Mortar 1:4 (1 cement : 4 coarse sand) | sqm | 382
35 | 7.12 | Extra for half brick work in superstructure above plinth level for every story or part thereof in addition to rate for upto plinth level: | sqm | 11
36 | 7.20 | Extra for providing and placing in position hopping 25x1.60 mm or 2 Nos 6mm dia MS bars reinforcement at every third course of half brick masonry. | sqm | 62.5
37 | 8.1 | Providing wood work in frames of doors, windows, clerestory windows and other frames wrought framed and fixed in position.
| 8.1.1 | Teak wood | cum | 114758
| 8.1.2 | Sal, bijasal, benteak, khair, haldu | cum | 61051
38 | 8.2 | Providing wood work in frames of false ceiling, partition etc. sawn and put in position with main batten 125x50mm (nominal) and cross batten 50x38mm (nominal) both at spacing of 600mm center to center.
| 8.2.1 | Teak wood | cum | 119052
| 8.2.2 | Sal, bijasal, benteak, khair, haldu | cum | 62544 | 0.348 | 21765.312
39 | 8.3 | Providing 40x5mm iron hold fast 40cm long including fixing to frame with 10mm bolts nuts and wooden plug and embedding in Cement Concrete 1:2:4 in blocks of size 30x10x15cm. | each | 72.5
40 | 8.6 | Providing and fixing 40mm thick paneled or glazed or paneled and glazed shutter frames for doors excluding hinges and paneling. (Area of shutter to be measured without deducting paneling area)
| 8.6.1 | Teak wood | sqm | 2906
| 8.6.2 | Bijasal, benteak, khair, haldu | sqm | 1768
41 | 8.7 | Providing and fixing 35mm thick paneled or glazed or paneled and glazed shutter frames for doors excluding hinges and paneling. (Area of shutter to be measured without deducting paneling area)
| 8.7.1 | Teak wood | sqm | 2620
| 8.7.2 | Bijasal, benteak, khair, haldu | sqm | 1605
42 | 8.8 | Providing and fixing 30mm thick paneled or glazed or paneled and glazed shutter frames for doors excluding hinges and paneling. (Area of shutter to be measured without deducting paneling area)
| 8.8.1 | Teak wood | sqm | 2256
| 8.8.2 | Bijasal, benteak, khair, haldu | sqm | 1397
43 | 8.9 | Providing and fixing 35mm thick glazed shutter frames for windows, clerestory windows, ventilators etc. using glass panes including M.S. butt hinges with necessary screws but excluding glass panes. (Area of shutter to be measured without deducting paneling area).
| 8.9.1 | Teak wood | sqm | 3017
| 8.9.2 | Bijasal, benteak, khair, haldu wood. | sqm | 1885
44 | 8.10 | Providing and fixing 30mm thick glazed shutter frames for windows, clerestory windows, ventilators etc. using glass panes including M.S. butt hinges with necessary screws but excluding glass panes. (Area of shutter to be measured without deducting paneling area).
| 8.10.1 | Teak wood | sqm | 2653
| 8.10.2 | Bijasal, benteak, khair, haldu wood. | sqm | 1677
45 | 8.11 | Providing and fixing glass panes in glazed or paneled and glazed shutters of doors and window, clearstory windows etc (Only area of glass panes to be measured).
| 8.11.1 | 4mm thick | sqm | 415
| 8.11.2 | 5mm thick | sqm | 502
| 8.11.3 | 6mm thick | sqm | 589
| 8.11.4 | 8mm thick | sqm | 814
46 | 8.12 | Providing and fixing flush door shutters, conforming to IS : 2202 (Part-I), decorative type core of block board construction with frame of first class hard wood and well matched teak ply veneering with vertical grains or cross bands and face veneers on both faces of shutters excluding hinges.
| 8.12.1 | 40 mm. thick (single leaf) | sqm | 2467
| 8.12.2 | 35 mm. thick (single leaf) | sqm | 2005
| 8.12.3 | 30 mm. thick (single leaf) | sqm | 1832
| 8.12.4 | 25 mm. thick (single leaf) | sqm | 1659
| 8.12.5 | 25 mm. thick (double leaf for cupboard shutters with piano type hinges | sqm | 1669
47 | 8.13 | Providing and fixing flush door shutters, conforming to IS 2202 (Part 1), interior grade, commercial type, core of block board construction with frame of first class hard wood and well matched commercial ply veneering with vertical grains, cross bands and face veneers on both faces of shutters excluding hinges.
| 8.13.1 | 40 mm. thick (single leaf) | sqm | 1601
| 8.13.2 | 35 mm. thick (single leaf) | sqm | 1370
| 8.13.3 | 30 mm. thick (single leaf) | sqm | 1197
| 8.13.4 | 25 mm. thick (single leaf) | sqm | 1081
| 8.13.5 | 25 mm. thick (double leaf for cupboard shutters with piano type hinges | sqm | 1092
48 | 8.14 | Providing and fixing flush door shutters, core of block board construction with frame of first class hard wood and well matched first class Indian teak ply veneering on one face and commercial ply veneering on the other face of the shutter with vertical grains, cross bands and face veneering excluding hinges.
| 8.14.1 | 40 mm. thick (single leaf) | sqm | 2034
| 8.14.2 | 35 mm. thick (single leaf) | sqm | 1688
| 8.14.3 | 30 mm. thick (single leaf) | sqm | 1514
| 8.14.4 | 25 mm. thick (single leaf) | sqm | 1370
| 8.14.5 | 25 mm. thick (double leaf for cupboard shutters with piano type hinges | sqm | 1380
49 | 8.15 | Extra for double leaf shutter instead of single leaf. | sqm | 52
| 8.18 | Providing and fixing lipping with second class teak wood lipping on all edges of shutters.
| 8.18.1 | 25 x 6 mm size | metre | 42
| 8.18.2 | 30 x 6 mm size | metre | 48.5
| 8.18.3 | 35 x 6 mm size | metre | 54.5
| 8.18.4 | 40 x 6 mm size | Metre | 61.5
50 | 8.22 | Providing and fixing paneling in paneled or paneled and glazed shutters for doors etc. (only area of paneling to be measured). Paneling for or paneled and glazed shutters 25 mm to 40 mm thick:
| 8.22.1 | Teak wood (16mm thick panel) | sqm | 1842
| 8.22.2 | Bijsal, Haldu, Benteak, Khair (16mm thick panel) | sqm | 1167
| 8.22.3 | 12 mm thick pre-laminated particle board with one side decorative and other side balancing lamination, flat pressed 3 layer & graded (medium density) Grade I, Type II conforming to IS : 12823 (exterior grade). | sqm | 1126
| 8.22.4 | 12 mm thick pre-laminated particle board with both side decorative lamination, flat pressed 3 layer & graded (medium density) Grade I, Type II conforming to IS : 12823 (exterior grade). | sqm | 1172
| 8.22.5 | 12mm thick pre-laminated particle board flat pressed with decorative lamination on one side and balancing lamination on other side exterior Grade - I MDF Board 12 mm thick confirming to IS:14587, | sqm | 1012
| 8.22.6 | 12mm thick pre-laminated particle board flat pressed with decorative lamination on both sides exterior Grade - I MDF Board 12 mm thick confirming to IS:14587. | sqm | 1070
| 8.22.7 | 12 mm thick ply teak veneering on both faces | sqm | 1813
| 8.22.8 | 12 mm thick solid PVC sheet with decorative lamination one side and other side balancing lamination of approved quality and make | sqm | 964
| 8.22.9 | 12 mm thick solid PVC sheet with decorative lamination on both sides of approved quality and make | sqm | 1022
51 | 8.23 | Providing and fixing 35mm thick wire gauge shutter having top and style rail 95mm width, bottom and lock rail 197mm width, using galvanized M.S. wire dia of 0.45 mm for doors, windows, clerestory windows excluding hinges.
| 8.23.1 | Teak Wood | sqm | 2891
| 8.23.2 | Bijasal, Haldu, Benteak, Khair | sqm | 1888
52 | 8.24 | Providing and fixing 30mm thick wire gauge shutter having top and style rail 95mm width, bottom and lock rail 197mm width, using galvanized M.S. wire dia of 0.45mm for doors, windows, clerestory windows excluding hinges.
| 8.24.1 | Teak Wood | sqm | 2477
| 8.24.2 | Bijasal, Haldu, Benteak, Khair | sqm | 1722
53 | 8.25 | Extra for providing fixing galvanized M.S. wire dia of 0.60 mm instead of wire dia 0.45mm to doors, windows and clerestory windows. | sqm | 18
54 | 8.35 | Providing and fixing wall paneling frame made of commercial grade 12mm thick water proof ply strips 100mm wide at 600mm apart center to center vertically and horizontally with necessary screws, wooden plugs etc complete as required. | sqm | 552
55 | 8.36 | Providing and fixing commercial grade water proof ply for wall paneling on wooden frame with necessary nails complete as required.
| 8.36.1 | 19mm | sqm | 1231
| 8.36.2 | 12mm | sqm | 827
| 8.36.3 | 6mm | sqm | 548
56 | 8.37 | Providing and fixing approved shade veneering on wood wall paneling complete as required. | sqm | 705
57 | 8.39 | Providing and fixing teak wood moulded beading to doors windows frames including necessary screws and primary coat on exposed surface.
| 8.39.1 | 19x12mm | metre | 50.5
| 8.39.2 | 25x12 mm | metre | 81
58 | 8.44 | Extra for providing and fixing heavy duty stainless steel pipe for curtain rod with two stainless steel brackets in pelmets instead of M.S. curtain rod of 20mm dia and M.S. brackets. (actual length of rod to be measured)
| 8.44.1 | 12 mm dia | metre | 98.5
| 8.44.2 | 19/20 mm dia | metre | 190
| 8.44.3 | 25 mm dia | metre | 229
59 | 8.46 | Providing and fixing decorative curtain rod assembly made of 32mm dia aluminium pipe covered with decorative finish plastic sleeve, 2 Nos or more 100x50x20mm size decorative wooden bracket, 2 Nos 100x50mm dia decorative wooden rod holding end plugs and 50mm dia wooden curtain rings 1 nos for every 100mm of length of curtain rod including PVC rawl plugs etc complete: | metre | 263
60 | 8.47 | Providing and fixing Indian teak plywood 4 mm thick in partition including fixing to frames with brass screws etc. complete with 50x12mm teak wood beadings (frames to be paid separately). | sqm | 943
61 | 8.48 | Providing and fixing plain asbestos cement sheet 6 mm thick in partition including fixing to frames with necessary screws etc. complete with 50x12mm teak wood beadings (frames to be paid separately). | sqm | 562
62 | 8.50 | Providing and fixing 25 mm thick wooden shelves supported on 40x40x6 mm T or L iron brackets fixed at suitable distance in 75x75x150mm blocks of M-15 grade cement concrete.
| 8.50.1 | Teak wood | sqm | 3590
| 8.50.2 | Bijasal, Haldu, Benteak, Khair | sqm | 2395
63 | 8.52 | Providing, and fixing M.S. round and square bars with MS flat of required pattern in wooden frames for windows & clerestory windows including applying a priming coat of red oxide zinc chromate primer, welding etc complete
| 8.52.1 | Plain grill | kg | 68
| 8.52.2 | Ornamental grill | kg | 76
64 | 8.54 | Providing & fixing hard drawn steel wire fabric 75x25mm mesh of weight not less than 7.75 kg. per sqm to doors, window frames including 62x19mm teak wooden beading including priming coat of red oxide zinc chromate primer. | sqm | 1069
65 | 8.55 | Providing and fixing and galvanized wire mesh of I.S. gauge designation 85 G. with wires 0.56 mm dia to windows and clerestory windows including 19x12mm teak wood beading including priming coat of red oxide zinc chromate primer. | sqm | 443
66 | 8.56 | Providing and fixing stainless steel wire mesh of average width of aperture 1.56mm with wire of dia 0.45mm to doors, windows and clerestory windows including 19x12mm teak wood beading etc. complete. | sqm | 649
67 | 8.57 | Providing sal wood beams, joints (karries) including hosting fixing in position and applying wood preservative on exposed surface etc. with Salwood. | cum | 60013
68 | 8.94 | Providing and fixing M.S. bright finished or black enameled Butt hinges IS : 1341 marked with necessary iron screws:
| 8.94.1 | 125x65x2.12mm | each | 30
| 8.94.2 | 100x58x1.90 mm | each | 20.5
| 8.94.3 | 75x47x1.70 mm | each | 14
| 8.94.4 | 50x37x1.50 mm | each | 9.4
69 | 8.95 | Providing and fixing M.S. bright finished or black enameled Parliamentary hinges with necessary iron screws:
| 8.95.1 | 150x125x27x2.80 mm | each | 78.5
| 8.95.2 | 125x125x27x2.80 mm | each | 67.5
| 8.95.3 | 100x125x27x2.80 mm | each | 56.5
| 8.95.4 | 75x100x20x2.24 mm | each | 41
70 | 8.99 | Providing and fixing M.S. bright finished or black enameled sliding door bolts with bolts, nuts and necessary iron screws:
| 8.99.1 | 300x16mm | each | 77.5
| 8.99.2 | 250 x 16 mm | each | 72.5
71 | 8.100 | Providing and fixing M.S. bright finished or black enameled door latch with necessary iron screws:
| 8.100.1 | 300x20x6mm | each | 53.5
| 8.100.2 | 250x20x6mm | each | 50.5
72 | 8.102 | Providing and fixing M.S. bright finished or black enameled Tower bolts (Barrel type) with necessary iron screws:
| 8.102.1 | 250 mm | each | 34.5
| 8.102.2 | 200 mm | each | 29
| 8.102.3 | 150 mm | each | 23
| 8.102.4 | 100 mm | each | 16.5
73 | 8.103 | Providing and fixing M.S. bright finished or black enameled handles with necessary iron screws:
| 8.103.1 | 125 mm | each | 51
| 8.103.2 | 100 mm | each | 45.5
| 8.103.3 | 75 mm | each | 22.5
74 | 8.107 | Providing and fixing powder coated M.S. butt hinges with necessary iron screws:
| 8.107.1 | 125x65x2.12 mm | each | 36.5
| 8.107.2 | 100x58x1.90 mm | each | 24.5
| 8.107.3 | 75x47x1.7 mm | each | 16.5
| 8.107.4 | 50x37x1.5 mm | each | 9.3
75 | 8.112 | Providing and fixing powder coated M.S. sliding door bolts with bolts, nuts and necessary iron screws:
| 8.112.1 | 300x16 mm | each | 135
| 8.112.2 | 250x16 mm | each | 127
76 | 8.113 | Providing and fixing powder coated M.S. door latch with necessary iron screws:
| 8.113.1 | 300x20x16 mm | each | 46
| 8.113.2 | 250x20x16 mm | each | 41
77 | 8.114 | Providing and fixing powder coated M.S. pull bolt lock of size 85 x 12mm with necessary bolts, nuts and necessary iron screws. | each | 34
78 | 8.115 | Providing and fixing powder coated M.S. tower bolts (Barrel type) with necessary iron screws:
| 8.115.1 | 250 x10mm | each | 42.5
| 8.115.2 | 200 x10mm | each | 33.5
| 8.115.3 | 150 x10mm | each | 27.5
| 8.115.4 | 100 x10mm | each | 19
79 | 8.116 | Providing and fixing powder coated M.S. handles with necessary iron screws:
| 8.116.1 | 125 mm | each | 61.5
| 8.116.2 | 100 mm | each | 45.5
| 8.116.3 | 75 mm | each | 34.5
80 | 8.119 | Providing and fixing powder coated MS hanging door stopper with necessary powder coated MS steel screws complete. | each | 15
81 | 8.120 | Providing and fixing aluminium sliding door bolts with 16mm rod, necessary nickel plated iron nuts bolts and screws etc complete.
| 8.120.1 | 300x16mm | each | 169
| 8.120.2 | 250x16mm | each | 141
82 | 8.121 | Providing and fixing aluminium door latch with 12mm rod, necessary nickel plated iron nuts bolts and screws etc complete.
| 8.121.1 | 300x12mm | each | 71
| 8.121.2 | 250x12mm | each | 51.5
83 | 8.122 | Providing and fixing aluminium tower bolts (Barrel type) with necessary nickel plated iron screws etc complete.
| 8.122.1 | 250 x10mm | each | 70.5
| 8.122.2 | 200 x10mm | each | 57.5
| 8.122.3 | 150 x10mm | each | 44.5
| 8.122.4 | 100 x10mm | each | 31
| 8.122.5 | 75 x10mm | each | 24.5
84 | 8.123 | Providing and fixing aluminium door handles 2.5mm thick with necessary nickel plated iron screws etc complete.
| 8.123.1 | 150 mm | each | 30.5
| 8.123.2 | 125 mm | each | 26
| 8.123.3 | 100 mm | each | 21.5
85 | 8.124 | Providing and fixing hanging aluminium door stopper with necessary nickel plated iron screws etc complete.
| 8.124.1 | Single | each | 26.5
| 8.124.2 | Double | each | 37
86 | 8.126 | Providing and fixing powder coated aluminium sliding door bolts with 16mm rod, necessary M.S. nuts bolts and screws etc complete.
| 8.126.1 | 300x16mm | each | 175
| 8.126.2 | 250x16mm | each | 150
87 | 8.127 | Providing and fixing powder coated aluminium door latch with 12mm rod, necessary M.S. nuts bolts and screws etc complete.
| 8.127.1 | 300x12mm | each | 75
| 8.127.2 | 250x12mm | each | 54.5
88 | 8.128 | Providing and fixing powder coated aluminium tower bolts (Barrel type) with necessary M.S. screws etc complete.
| 8.128.1 | 250 x10mm | each | 74.5
| 8.128.2 | 200 x10mm | each | 60
| 8.128.3 | 150 x10mm | each | 46.5
| 8.128.4 | 100 x10mm | each | 32
| 8.128.5 | 75 x10mm | each | 25.5
89 | 8.129 | Providing and fixing powder coated aluminium door handles 2.5mm thick with necessary M.S. screws etc complete.
| 8.129.1 | 150 mm | each | 32
| 8.129.2 | 125 mm | each | 27.5
| 8.129.3 | 100 mm | each | 22.5
90 | 8.130 | Providing and fixing hanging powder coated aluminium door stopper with necessary M.S. screws etc complete.
| 8.130.1 | Single | each | 27.5
| 8.130.2 | Double | each | 38.5
91 | 8.132 | Providing and fixing stainless steel butt hinges IS : 12817 marked with necessary stainless steel screws etc complete.
| 8.132.1 | 150x2.5mm (heavy) | each | 97.5
| 8.132.2 | 125x2.5mm (heavy) | each | 76.5
| 8.132.3 | 100x2.5mm (heavy) | each | 52.5
| 8.132.4 | 75x2.5mm (heavy) | each | 34.5
| 8.132.5 | 125x1.9mm (light) | each | 60
| 8.132.6 | 100x1.7mm (light) | each | 40
| 8.132.7 | 75x1.7mm (light) | each | 28
92 | 8.133 | Providing and fixing stainless steel cutt hinges having thickness 1.2mm necessary stainless steel screws etc complete.
| 8.133.1 | 75x19x13mm | each | 22
| 8.133.2 | 60x19x13mm | each | 21.5
| 8.133.3 | 50x15x10mm | each | 20
93 | 8.134 | Providing and fixing stainless steel narrow hinges having thickness 1.2mm necessary stainless steel screws etc complete.
| 8.134.1 | 75x18x18mm | each | 22.5
| 8.134.2 | 60x18x18mm | each | 21.5
| 8.134.3 | 75x15x15mm | each | 22
| 8.134.4 | 60x15x15mm | each | 21.5
94 | 8.136 | Providing and fixing stainless steel piano hinges with necessary stainless steel screws etc complete.
| 8.136.1 | Overall width 35mm | each | 138
| 8.136.2 | Overall width 25 mm | each | 123
95 | 8.137 | Providing and fixing stainless steel sliding door bolts with 16mm rod, 2.5mm thick flap, necessary stainless steel nuts bolts and screws etc complete.
| 8.137.1 | 300mm | each | 238
| 8.137.2 | 250mm | each | 228
96 | 8.138 | Providing and fixing stainless steel door latch with 12mm rod, 2.5mm thick flap, necessary stainless steel screws etc complete.
| 8.138.1 | 300mm | each | 92.5
| 8.138.2 | 250mm | each | 85
97 | 8.139 | Providing and fixing stainless steel tower bolts (Barrel type) with necessary stainless steel screws etc complete.
| 8.139.1 | 250 x10mm | each | 97
| 8.139.2 | 200 x10mm | each | 70.5
| 8.139.3 | 150 x10mm | each | 57.5
| 8.139.4 | 100 x10mm | each | 41
| 8.139.5 | 75 x10mm | each | 36
98 | 8.140 | Providing and fixing stainless steel door handles having flap thickness 2.5mm, necessary stainless steel screws etc complete.
| 8.140.1 | 150 mm | each | 24.5
| 8.140.2 | 125 mm | each | 22.5
| 8.140.3 | 100 mm | each | 22
99 | 8.141 | Providing and fixing Stainless steel "D" shape door handles made of 10mm dia rod with necessary stainless steel screws etc complete.
| 8.141.1 | 200 mm | each | 64
| 8.141.2 | 150 mm | each | 49.5
| 8.141.3 | 125 mm | each | 42
| 8.141.4 | 100 mm | each | 35
| 8.141.5 | 75 mm | each | 27.5
100 | 8.143 | Providing and fixing stainless steel hanging door stopper with necessary stainless steel screws complete.
| 8.143.1 | Single | each | 47
| 8.143.2 | Double | each | 65
101 | 8.144 | Providing and fixing stainless steel fixed stopper with necessary stainless steel screws complete.
| 8.144.1 | 100 mm long | each | 96.5
| 8.144.2 | 75 mm long | each | 81
| 8.144.3 | 60 mm long | each | 73.5
| 8.144.4 | 50 mm long | each | 65
102 | 8.145 | Providing and fixing magnetic catcher in cupboard / ward robe shutters including fixing with necessary screws etc. complete.
| 8.145.1 | Triple strip vertical type. | each | 21
| 8.145.2 | Double strip (horizontal type). | each | 16.5
103 | 8.149 | Providing and fixing factory made PVC door shutters of specified thickness made of styles and rails of a UPVC hollow section of specified size 59x24 mm and wall thickness 2 mm ± 0.2 mm with inbuilt edging on both sides. The styles and rails mitred and joined at the corners by means of M.S. galvanised/ plastic brackets of size 75x220 mm having wall thickness 1.0 mm and stainless steel screws.
| 8.149.1 | 24 mm thick door shutters with styles and rails of size 59x24 mm | sqm | 2399
| 8.149.2 | 30 mm thick door shutters with styles and rails of size 60x30 mm | sqm | 2488
104 | 8.150 | Providing and fixing factory made 25mm thick PVC flush door shutters made out of a one piece Multi chamber extruded PVC section of the size of 762mm X 25mm or less as per requirement with an average wall thickness of 1mm ± 0.3mm. PVC foam end cap of size 23x10mm are provided on both vertical edges to ensure the overall thickness of 25mm. An M.S. tube having dimensions 19mm x 19mm is inserted along the hinge side of the door. Core of the door shutter should be filled with High Density Polyurethane foam. The Top & Bottom edges of the shutter are covered with an end-cap of the size 25mm X 11mm. Door shutter shall be reinforced with special polymeric reinforcements as per manufactures' specification. | sqm | 2583
105 | 8.151 | Providing and fixing factory made P.V.C. door frame of size 50x47mm with a wall thickness of 5mm, made out of extruded 5mm rigid PVC foam sheet mitred at corners and joined with 2 Nos of 150mm long brackets of 15x15mm M.S. square tube, the vertical door profiles to be reinforced with 19x19mm M.S. square tube of 19 gauge, EPDM rubber gasket weather seal to be provided through out the frame. The door frame to be fixed to the wall using M.S. screws of 65/100mm size complete as per manufacturers specification and direction of Engineer-in-Charge. | metre | 346
106 | 8.152 | Providing and fixing 30mm thick factory made panel PVC door shutter consisting of frame made out of M.S. tubes of 19 gauge thickness and size of 19mm x 19mm for styles and 15x15mm for top & bottom rails. M.S. frame shall have a coat of steel primers of approved make and manufacture. M.S. frame covered with 5mm thick heat moulded PVC 'C' channel of size 30mm thickness, 70mm width out of which 50mm shall be flat and 20mm shall be tapered in 45degree angle on either side forming styles; and 5mm thick, 95mm wide PVC sheet out of which 75mm shall be flat and 20mm shall be tapered in 45 degree on the inner side to form top and bottom rail and 115mm wide PVC sheet out of which 75mm shall be flat and 20mm shall be tapered on both sides to form lock rail. Top, bottom and lock rails shall be provided either side of the panel. 10mm (5mm x 2 ) thick, 20mm wide cross PVC sheet be provided as gap insert for top rail & bottom rail. paneling of 5mm thick both side PVC sheet to be fitted in the M.S. frame welded/ sealed to the styles & rails with 7mm (5mm+2mm) thick x 15mm wide PVC sheet beading on inner side, and joined together with solvent cement adhesive. An additional 5mm thick PVC strip of 20mm width is to be stuck on the interior side of the 'C' Channel using PVC solvent adhesive etc. complete as per Manufacturer’s specification including 3 nos ISI marked stainless steel hinges of size 100x58x1.9 mm complete. (for W.C. and bathroom door shutter).
| 8.152.1 | PVC door shutter | sqm | 2318
| 8.152.2 | Both side Pre-laminated panel PVC door shutter | sqm | 2832
107 | 8.153 | Providing and fixing 30 mm thick Glass Fibre Reinforced Plastic (FRP) paneled door shutter of required colour and approved brand and manufacture, made with fire - retardant grade unsaturated polyester resin, moulded to 3 mm thick FRP laminate for forming hollow rails and styles, with wooden frame and suitable blocks of seasoned wood inside at required places for fixing of fittings, cast monolithically with 5 thick FRP laminate for panels confirming to IS: 14856 - 2000, complete. | sqm | 2112
108 | 8.154 | Providing and fixing 30mm thick fibreglass reinforced plastic (F.R.P.) flush door shutter in different plain and wood finish made with fire retardant grade unsaturated polyester resin, moulded to 3mm thick FRP laminate all around, with suitable wooden blocks inside at required places for fixing of fittings and polyurethane foam (PUF) / Polystyrene foam to be used as filler material throughout the hollow panel, casted monolithically with testing parameters of F.R.P. laminate conforming to table - 3 of IS: 14856 : 2000, complete. | sqm | 2595
109 | 8.158 | Providing and fixing IS: 3564 marked aluminium die cast body tubular type universal hydraulic door closer with necessary accessories and screws etc complete. | each | 1450
110 | 9.1 | Structural steel work in single section including cutting, hoisting, fixing in position and applying a priming coat of red oxide zinc chromate primer. | kg | 61.5
112 | 9.2 | Structural steel work riveted or bolted or welded in built-up sections, trusses and frames work upto a height of 5m above plinth level, including cutting, hoisting, fixing in position and applying a priming coat of red oxide zinc chromate primer. | Kg | 66
113 | 9.3 | Steel work in tubular (round, square or rectangular hollow tubes etc.) structure in built-up sections, trusses and frame work including cutting, hoisting, fixing in position upto a height of 5m above plinth level, consisting of columns trusses, roof and bottom purlins, base plate, holding down bolts, wind ties bracing (if required), bolts, nuts and washers for fastening etc. complete with applying a priming coat of red oxide zinc chromate primer.
| 9.3.1 | Electric resistance or induction butt welded tubes Grade-250 | kg | 88.5
| 9.3.2 | Electric resistance or induction butt welded tubes Grade-300 | kg | 93.5
114 | 9.4 | Extra for curvature in making steel work in tubular structure in built-up sections, trusses and frame work | kg | 2.3
115 | 9.5 | Extra for hoisting trusses and placing in position over height above 5m for every 2.5 m height or part thereof. | kg | 2.7
116 | 9.6 | Steel work welded in built up sections/ framed work including cutting, hoisting, fixing in position and applying a priming coat of red oxide zinc chromate primer.
| 9.6.1 | In stringers, treads, landings etc. of stair cases including use of chequered plate wherever required, all complete. | Kg | 70
| 9.6.2 | In gratings, frames, guard bar, ladder, railings, brackets, gates and similar works. | Kg | 68
117 | 9.8 | Providing and fixing M.S. rivets of sizes in position | kg | 91.5
118 | 9.9 | Welding by gas plant. | cm | 2.1
119 | 9.10 | Welding by electric plant. | cm | 1.7
120 | 9.11 | Providing and fixing in position collapsible steel shutters with vertical channels 20x10x2mm and braced with flat iron diagonals 20x5mm size with top and bottom rails of T-iron 40x40x6mm with 38mm steel pulleys complete with bolts, nuts, locking arrangement stoppers, handles including applying a priming coat of red oxide zinc chromate primer. | sqm | 3330
121 | 9.12 | Providing and fixing sliding shutter with M.S. sheet 1mm thick, frame and diagonal braces of 40x40x6mm angle iron, 3.0 mm thick M.S. gusset plates at junctions and corners, 25mm dia pulley, 40x40x6mm angle and T-iron guide at top and bottom respectively including applying a priming coat of red oxide zinc chromate primer. | kg | 71.5
122 | 9.14 | Providing and fixing steel door made of angle iron of suitable sizes with M.S. grill of approved pattern made of M.S. flats or square or round bars coat of red oxide zinc chromate primer. | kg | 79.5
123 | 9.15 | Providing and fixing M.S. grill of approved pattern made of M.S. flats or square or round bars welded to steel frame of windows etc. including applying a priming coat welded to frame with all necessary fitting complete including applying a priming of red oxide zinc chromate primer. | kg | 67.5
124 | 9.16 | Providing and fixing M.S. frames of doors, windows, ventilators and cupboards joints mitred and welded with 15x3 mm lugs 10cm long embedded in cement concrete blocks 15x10x10cm of grade M-10 or with wooden plugs and screws or with dash fastener or rawl plugs and screws or with fixing clips or with bolts and nuts as required including fixing of necessary butt hinges and screws and applying a priming coat of approved steel primer.
| 9.16.1 | “T” –iron frames | kg | 74
| 9.16.2 | Angle-iron frames | kg | 73.5
| 9.16.3 | MS tubular frames | kg | 80.5
125 | 9.21 | Providing and fixing float glass panes with steel glazing clips and special metal sash putty of approved make in steel doors, windows, ventilators:
| 9.21.1 | 4mm thick | sqm | 535
| 9.21.2 | 5mm thick | sqm | 631
| 9.21.3 | 6mm thick | sqm | 727
126 | 9.22 | Providing and fixing 3 mm fibre glass pane with steel glazing clips and special metal sash putty of approved make in steel doors, windows, ventilators. | sqm | 678
127 | 9.23 | Providing and fixing frosted glass panes with steel glazing clips and special metal sash putty of approved make in steel doors, windows, ventilators:
| 9.23.1 | 4 mm thick | sqm | 604
| 9.23.2 | 5 mm thick | sqm | 717
| 9.23.3 | 6 mm thick | sqm | 871
128 | 9.25 | Providing and fixing sun glass film over glazed doors windows & ventilators etc. complete | sqm | 316
| 9.25 A | Providing and fixing plain frosted glass film over glazed doors windows & ventilators etc. complete | sqm | 1008
| 9.25 B | Providing and fixing Sparking design glass film over glazed doors windows & ventilators etc. complete | sqm | 1144
| 9.25 C | Providing and fixing Special Designer glass film over glazed doors windows & ventilators etc. complete | sqm | 1692
129 | 9.27 | Supplying and fixing rolling shutter of approved makes made of M.S. laths interlocked together through their entire length and jointed together at the end by end locks, mounted on specially designed pipe shaft with brackets, side guides and arrangements for inside and out side locking with push and pull arrangement complete but excluding the cost of top cover and spring.
| 9.27.1 | 80x1.25mm M.S. Laths | sqm | 1691
| 9.27.2 | 80x1.20mm M.S. Laths | sqm | 1570
| 9.27.3 | 80x0.90mm M.S. Laths | sqm | 1485
130 | 9.28 | Providing and fixing 27.5cm long wire spring for rolling shutters. | each | 362
131 | 9.30 | Providing and fixing ball bearing for rolling shutters. | each | 423
132 | 9.31 | Providing and fixing mechanical device chain and crank operation for operating rolling shutters. | set | 5672
133 | 9.33 | Providing and fixing GI wire gauge of average width of aperture 1.56mm with wire of 0.45mm to existing steel door, window shutter frames with necessary M.S. strip beading etc. complete. | sqm | 569
134 | 9.35 | Providing and fixing approved pipe hand rail by welding to iron railing including applying a priming coat of red oxide zinc chromate primer.
| 9.35.1 | M.S Pipe | kg | 80.5
| 9.35.2 | E.R.W. pipe | kg | 90
| 9.35.3 | G.I. pipe | kg | 93
135 | 9.37 | Providing and fixing M.S. fan clamp/hook for ceiling fan made out of 16 mm dia M.S. bar bent to shape with hooked ends in R.C.C. slabs, beams during laying including painting the exposed portion of loop. | each | 97
136 | 9.38 | Providing and fixing broken glass 100 mm high in spacing not more than 40 mm both ways and laid in 50 mm thick (average) cement mortar 1:4 (1 cement : 4 coarse sand ) over compound walls, prapet walls and the like. | sqm | 268
137 | 9.39 | Providing and fixing in position G.I. barbed wire (93.8gram/m) to concrete/ wooden/ angle iron posts (straight or diagonal) including securing and screwing with G.I. tying wire, G.I. stapples, G.I.U-nails or steel pins etc., complete(Cost of posts, struts to be paid for separately) | metre | 9.4
138 | 9.40 | Providing and fixing concertina coil fencing with required dia 610 mm (having 50 nos. round per 6 metre length) up to 3m height of wall with existing angle iron 'Y' shaped placed 2.4 m or 3.00 m apart tied with G.I. staples and G.I. clips to retain horizontal including necessary bolts or G.I. barbed wire tied to angle iron all complete as per direction of Engineer-in-charge with reinforced barbed tape (R.B.T.) / Spring core (2.5mm thick) wire of high tensile strength of 165 kg/ sq.mm with tape (0.52 mm thick) and weight 43.478gm/ metre (cost of M.S. angle, C.C. blocks shall be paid separately) | metre | 164
139 | 9.41 | Providing and fixing concertina fencing with reinforced barbed tape (R.B.T.) up to 3m height of wall with existing angle iron in any shape in one or more rows in horizontal/ vertical/inclined alignment tied with G.I. staples and G.I. clips including necessary bolts or G.I. barbed wire tied to angle iron all complete as per direction of Engineer-in-charge with reinforced barbed tape (R.B.T.) / Spring core (2.5mm thick) wire of high tensile strength of 165 kg/ sq.mm with tape (0.52 mm thick) and weight 43.478gm/ metre (cost of M.S. angle, C.C. blocks shall be paid separately)(RBT tape to be measured for each row) | metre | 14
140 | 9.42 | Providing and fixing in position welded steel wire fabric to concrete/ wooden/ angle iron posts including securing and screwing with G.I. tying wire, G.I. staples, G.I.U-nails or steel pins etc., complete
| 9.42.1 | Aperture 75x25mm | sqm | 551
| 9.42.2 | Aperture 50x25mm | sqm | 569
| 9.42.3 | Aperture 50x50mm | sqm | 535
| 9.42.4 | Aperture 75x75mm | sqm | 500
| 9.42.5 | Aperture 100x100mm | sqm | 448
141 | 9.43 | Providing and fixing in position chain linked steel wire fabric made of 4 mm dia G.I. wire of required width in mesh to concrete/ wooden/ angle iron posts including securing and screwing with 2mm dia G.I. wire, G.I. staples, G.I.U-nails or steel pins etc., complete.
| 9.43.1 | Aperture 50x50mm | sqm | 331
| 9.43.2 | Aperture 75x75mm | sqm | 291
142 | 9.44 | Providing and fixing “NETLON insect screens” with 25mm wide Hook and loop tape all around to wooden/ aluminium/ steel windows, ventilators and the like complete. | Sqm | 278
143 | 9.45 | Providing and placing in position angle iron post and strut of required size including bottom to be split and bent at right angle in opposite direction for required length and drilling holes upto 10 mm dia as per requirement including priming coat with red oxide zinc chromate primer and placing the post/ strut in cement concrete block. | Kg | 69.5
144 | 9.47 | Providing and fixing aluminium work for doors, windows, ventilators and partitions made out of extruded aluminium standard sections (main section with minimum 1.5mm thickness) conforming to IS: 733, IS: 1285 mitred and jointed mechanically including aluminium cleats, neoprene weather stripping gasket beveled edge beading, screws duly fixed in wall/ floor with fixing clips or hold fasteners or bolts and nuts as required aluminium sections shall be anodized transparent or dyed to approved shade according to IS: 1868, minimum anodic coating shall be of grade AC-15. (Glazing to be paid for separately:
| 9.47.1 | For fixed portion | kg | 331
| 9.47.2 | For shutter of doors, windows & ventilators including providing and making provision for fixing of fitting wherever required including the cost of PVC/ neoprene gasket required (Fittings shall be paid for separately). | Kg | 338
145 | 9.51 | Providing and fixing glazing in aluminium door, window, ventilator shutters and partitions etc. with PVC/ neoprene gasket etc. complete. (Cost of aluminium snap beading shall be paid in basic item):
| 9.51.1 | With float glass panes of 4 mm thickness | sqm | 611
| 9.51.2 | With float glass panes of 5 mm thickness | sqm | 708
| 9.51.3 | With float glass panes of 6 mm thickness | sqm | 804
| 9.51.4 | With float glass panes of 8 mm thickness | sqm | 1051
| 9.51.5 | With float TOUGHENED glass panes of 4 mm thickness | sqm | 1426
| 9.51.6 | With float TOUGHENED glass panes of 5 mm thickness | sqm | 1590
146 | 9.52 | Providing and welding 1mm thick MS sheet on existing door/ window/ ventilator shutter frames including applying a coat of red oxide zinc cromate primer on both side.(MS strip if provided on periphery or as intermediate member shall be paid extra) | Sqm | 585
147 | 9.54 | Providing and fixing anodized aluminium framed grill (minimum anodic coating of grade AC 15)of of approved shape, pattern and design including cutting, bending, hoisting and erecting/ fixing to door, window frame or to wall with fixing clips or hold fasteners or bolts and nuts as required etc. complete. | kg | 396
148 | 9.57 | Providing stainless steel railing/ grill made of S.S. flats, hollow S.S. pipe or square/ rectangular sections of approved design fixing in stair case, balcony or other places with metal fasteners and stainless steel bolts etc complete.
| 9.57.1 | SS Grade 204 | kg | 467
149 | 9.59 | Extra for providing and fixing reflective glass panes in aluminium door, window, ventilator shutters and partitions instead of float glass.
| 9.59.1 | 4 mm thickness | sqm | 309
| 9.59.2 | 5 mm thickness | sqm | 292
| 9.59.3 | 6 mm thickness | sqm | 353
| 9.59.4 | 8 mm thickness | sqm | 544
150 | 9.61 | Providing and fixing aluminium composite panels in approved panel sizes, thickness and shape on aluminium frame work on face of building. (Frame to be paid separately)
| 9.61.1 | 3mm thick | sqm | 1283
| 9.61.2 | 4mm thick | sqm | 1745
151 | 9.62 | Providing and fixing laminated glass sheet of 8.76mm thickness in approved sizes on aluminium frame work on face of building. (Frame to be paid for separately). | sqm | 2613
152 | 9.63 | Providing and fixing clear float toughened glass door or partition in required thickness frameless in appropriated sizes including of edge molding polish and making required size slot or hole for patch fitting/hardware etc. The glass to be assembled together with patch fitting and hardware in proper alignment with all labour tools and tackles etc complete. (Patch fittings and hardware to be paid for separately).
| 1. | 12 mm thick for door /partition | sqm | 2560
| 2. | 10 mm thick for door /partition | sqm | 2350
| 3. | 6 mm thick for glazing etc. | sqm | 1765
153 | 9.64 | Providing and fixing of stainless steel grade 316 patch fitting and hardware of approved (Hardwyn, Ozone, Godrej) make in frame less toughened glass door or partition in proper alignment with all tools tackles and labour etc. complete.
| 1 | Top patch with pivot SS grade 304 | Nos. | 2297
| 2 | Top/side patch glass or L-connector patch SS grade 304 | Nos. | 3058
| 3 | Bottom patch to be connected with floor machine | Nos. | 2145
| 4 | Bottom patch to be connected with key SS grade 304 | Nos. | 3245
| 5 | Corner patch fitting with pivot SS grade 304 | Nos. | 3058
| 6 | Two way action Hydraulic floor spring machine heavy duty double cylinder type capacity 120/150 kg mounted on floor including required cutting on floor and proper grounting with rich cement mortar. | Nos. | 7885
| 7 | H type handle 32x600mm SS 304 grade | Nos. | 2871
| 8 | Floor/wall to glass connector SS grade 304 | Nos. | 1084
154 | 10.1 | Providing corrugated G.I. sheet roofing including vertical/ curved surfaces fixed with galvanized iron, J or L hooks, bolts and nuts 8mm diameter with bitumen and G.I. limpet washers or with G.I. limpet washers filled with white lead including painting with primer and paint on overlapping of sheets complete excluding the cost of purlins rafters and trusses. (Zinc coating not less than 272 gms/sqm)
| 10.1.1 | 1.00 mm thick sheet (weight 8.60 kg/m2) | sqm | 964
| 10.1.2 | 0.80 mm thick sheet (weight 7.03 kg/m2) | sqm | 810
| 10.1.3 | 0.63 mm thick sheet (weight 5.70 kg/m2) | sqm | 678
| 10.1.4 | 0.5 mm thick sheet (weight 4.30 kg/m2) | sqm | 540
155 | 10.2 | Extra for straight cutting in C.G.I. sheet roofing for making opening of area exceeding 0.40 sqm for chimney stacks, sky light etc.
| 10.2.1 | 1.00 mm thick sheet | sqm | 23
| 10.2.2 | 0.80 mm thick sheet | sqm | 21.5
| 10.2.3 | 0.63 mm thick sheet | sqm | 18.5
| 10.2.4 | 0.50 mm thick sheet | sqm | 15.5
156 | 10.5 | Providing ridges or hips of 60cm overall width in plain G.I. sheet fixed with galvanized washers J or L hooks, bolts and nuts 8mm G.I. limpet and bitumen washers complete.
| 10.5.1 | 1.00 mm thick sheet with zinc coating not less than 275gm/sqm | metre | 596
| 10.5.2 | 0.80 mm thick sheet with zinc coating not less than 275 gm/sqm | metre | 533
| 10.5.3 | 0.63 mm thick sheet with zinc coating not less than 275gm/sqm | metre | 445
| 10.5.4 | 0.50 mm thick sheet with zinc coating not less than 275 gm/sqm | sqm | 380
157 | 10.7 | Providing and flashing 38cm. over all width in plain G.I. sheet fixed, with galvanized iron J or L hooks bolts and nuts G.I. limpet washers and fixed in walls with cement mortar 1:3 (1 cement: 3 sand)
| 10.7.1 | G.I. plain sheet 1.25mm thick (weight 10.56 kg/m2) | metre | 420
| 10.7.2 | G.I. plain sheet 1.00 mm thick (weight 8.60 kg/m2) | metre | 375
158 | 10.8 | Providing and fixing flat iron brackets with bolts and nuts for holding G.I. sheet/ A.C. gutters.15 cm wide and 45 cm to 60cm over all semi circular portion.
| 10.8.1 | 40x3mm | each | 72.5
| 10.8.2 | 50x3 mm | each | 84
159 | 10.10 | Extra for providing and fixing wind ties of 40x6mm flat iron section. | metre | 118
160 | 10.11 | Supply and fixing of precoated galvanized iron profile sheets (size, shape and pitch of corrugation as approved by Engineer-in-charge) 0.50 mm +/- 5% total coated thickness (TCT), Zinc coating 120gsm as per IS: 277 in 240mpa steel grade, 5-7 microns epoxy primer on both side of the sheet and polyester top coat 15-18 microns. Sheet should have protective guard film of 25 microns minimum to avoid scratches while transportation and should be supplied in single length upto 12 metre or as desired by Engineer-in-charge. The sheet shall be fixed using self drilling /self tapping screws of size (5.5x 55mm) with EPDM seal or with polymer coated J or L hooks, bolts and nuts 8mm diameter with bitumen and G.I. limpet washers or with G.I. limpet washers filled with white lead complete upto any pitch in horizontal/ vertical or curved surfaces excluding the cost of purlins, rafters and trusses and including cutting to size and shape wherever required. | sqm | 636
161 | 10.13 | Supply and fixing of precoated TILE PATTERN profile sheets of approved make, colour, over all size, corrugation shape and pitch, having total coated thickness (TCT) 0.45 mm (approx weight 4.9 kg/sqm) with Zn-Al coating and superior paint and having yeild strength of 550 MPa. Sheet should have protective guard film of 25 microns minimum to avoid scratches while transportation. The sheet shall be fixed using self drilling /self tapping screws of size (5.5x 55mm) with EPDM seal or with polymer coated J or L hooks, bolts and nuts 8mm diameter with bitumen and G.I. limpet washers or with G.I. limpet washers filled with white lead complete upto any pitch excluding the cost of purlins, rafters and trusses and including cutting to size and shape wherever required. | sqm | 942
162 | 10.17 | Providing asbestos cement 6mm thick corrugated or semi corrugated sheets roofing fixed with galvanized J or L hooks, bolts and nuts 8mm dia G.I. plain bitumen washers complete excluding the cost of purlins, rafters and trusses. | sqm | 347
163 | 10.18 | Extra for asbestos cement corrugated/semi corrugated sheet roofing with vertical sheeting or sheeting to pitch exceeding 60 degree. | sqm | 51
164 | 10.20 | Extra for racking or circular cutting in A.C. corrugated/ semi corrugated sheet roofing. | metre | 57.5
165 | 10.24 | Providing & fixing UV stabilized fibreglass reinforced plastic (FRP) sheet roofing upto any pitch including fixing with polymer coated 'J' or 'L' hooks, bolts & nuts 8mm dia. G.I plain/bitumen washers complete but excluding the cost of purlins, rafters, trusses etc. The sheets shall be manufactured out of 2400 TEX panel rovings incorporating minimum 0.3% Ultra-violet stabiliser in resin system under approximately 2400 psi and hot cured. They shall be of uniform pigmentation and thickness without air pockets and shall conform to IS 10192 and IS 12866.The sheets shall be opaque or translucent, clear or pigmented, textured or smooth as specified.
| 10.24.1 | 2mm thick corrugated (2.5" or 4.2" or 6") or step-down (2"or 3"or 6") as specified. | sqm | 766
| 10.24.2 | 2 mm thick flat | sqm | 705
166 | 10.25 | Providing and fixing corrugated fibre glass sheet roofing in any shade/ colour fixed with G.I. ‘J’ hooks, bolts, nuts and washers etc. complete but excluding cost of purlins, rafters, trusses etc. with:
| 10.25.1 | 1.50mm thick fibre glass sheet | sqm | 484
| 10.25.2 | 2.00mm thick fibre glass sheet | sqm | 610
| 10.25.3 | 3.00mm thick fibre glass sheet | sqm | 879
167 | 10.26 | Providing and fixing plain fibre glass sheet roofing in any shade/ colour fixed with G.I. ‘J’ hooks, bolts, nuts and washers etc. complete but excluding cost of purlins, rafters, trusses etc. with:
| 10.26.1 | 1.50mm thick fibre glass sheet | sqm | 444
| 10.26.2 | 2.00mm thick fibre glass sheet | sqm | 563
| 10.26.3 | 3.00mm thick fibre glass sheet | sqm | 800
168 | 10.27 | Providing and fixing plain sheets ceiling with nails to the frame work for panels excluding frame work.
| 10.27.1 | 4 mm thick A.C. plain sheets | sqm | 311
| 10.27.2 | 6 mm thick A.C. plain sheets | sqm | 349
169 | 10.29 | Providing and fixing 20mm thick wooden planks ceiling (frame work for base to be paid separately) with M.S. screws.
| 10.29.1 | With teak wood. | sqm | 2148
| 10.29.2 | With other than teak wood (Sal, bija, Haldu) | sqm | 1251
170 | 10.32 | Providing and fixing 3 mm thick hard board sheet ceiling of approved quality with necessary nails etc., complete (Frame work to be paid separately).
| 10.32.1 | Standard Quality Board. | sqm | 242
| 10.32.2 | Design boards. | sqm | 304
171 | 10.33 | Providing and fixing 4.5mm thick hard board sheet ceiling of approved quality with necessary nails etc., complete (Frame work to be paid separately).
| 10.33.1 | Standard Quality Board. | sqm | 265
| 10.33.2 | Design boards. | sqm | 344
172 | 10.40 | Painting top of roofs with bitumen of approved quality @ 17kg/10Sqm, including cleaning the slab surface with brushes and finally with a piece of cloth lightly soaked in kerosene oil complete. | sqm | 94.5
173 | 10.43 | Providing and laying single wheel tilling without batten. | sqm | 341
174 | 10.44 | Providing and laying single wheel tiling over and including half split (splitted into 2 pieces) bamboo batten 50 to 70 mm at a distance of 200mm both side. | sqm | 865
175 | 10.46 | Providing and laying Manglore pattern tiles 20 mm thick (without hip or ridge tiles) on steel/ wooden frame (frame work to be paid separately) | sqm | 592
176 | 10.47 | Providing and laying Manglore pattern hips and ridge tiles fixed in cement mortar 1:6 etc. complete | metre | 130
177 | 10.50 | Providing and fixing 100 mm diameter and 60 cm long stone ware rain water spout in cement mortar 1:4 (1 cement : 4 fine sand) | each | 61.5
178 | 10.52 | Providing and fixing false ceiling on existing frame work with ceiling tiles.
| 10.52.1 | 12mm thick unveneered Nova teak or equivalent super plain tiles | sqm | 500
| 10.52.2 | 12 mm thick half random perorated tiles Perforated area 5% | sqm | 442
| 10.52.3 | 12 mm thick half random perorated tiles perforated area 13% | sqm | 479
| 10.52.4 | 12.5 mm thick Glass fibre reinforced Gypsum board. | sqm | 297
179 | 10.56 | Providing and fixing 12mm thick plaster of paris (Gypsum Anhydrous) with ceiling upto a height of 5 M. above floor level over wooden frame and rendering smooth with plaster of paris (Frame work to be paid separately). | sqm | 191
180 | 10.60 | Providing and fixing steel grid for false ceiling made from M.S. rectangular hollow tubes of 50x25x1.25mm (wall thickness) as main runners to be jointed to cross runners of same size by electric arc welding with spacing not exceeding 610x610mm in any direction. The frame to be screwed to the wall using wooden plugs and wood screws of size 50x8mm at an interval of not more than 300mm centre to centre. The grid to be supported using 6mm M.S. hanger bars at 1200mm centre to centre both ways bent, hooked, fixed to existing R.C.C. roof with fastner or to the truss as the case may be and bolted to the grid with the help of suitable M.S. holding cleats, complete. | kg | 101
181 | 10.61 | Providing and fixing at all height false ceiling consisting of frame work "W" / "U" / "L" sections made of G.I. sheet with zinc coating of grade 120 consisting of angle cleats of size 25mm wide x 1.6mm thick with flanges of 22mm and 37mm at 1200mm centre to centre one flange fixed to the ceiling with dash fastener 12.5mm diax40mm long with 6mm dia bolts to the angle hangers of 25x25x0.55mm of required length, and other end of angle hanger being fixed with nut and bolts to G.I. channels 45x15x0.9mm running at the rate of 1200mm centre to centre to which the ceiling section 0.5mm thick button wedge of 80mm with tapered flanges of 26mm each having clips of 10.5mm at 450mm centre to centre shall be fixed in a direction perpendicular to G.I. channel with connecting clips made out of 2.64mm diax230mm long G.I. wire at every junction including fixing the gypsum board with ceiling section and perimeter channels 0.55mm thick 27mm high having flanges of 20mm and 30mm long, the perimeter of ceiling fixed to wall/partition with the help of rawl plugs at 450mm centre to centre with 25mm long drive-all screws @ 230mm interval including jointing and fixing to a flush finish of tapered and square edges of the board with recommended filler, jointing tapes, finisher and two coats of primer suitable for board as per manufactures specification and also including the cost of making openings for light fittings, grills, diffusers, cutouts made with frame of perimeter channels suitably fixed including providing and fixing 12.5 mm thick tapered edge gypsum board conforming to IS: 2095- Part-I all complete as per drawing and specification and direction of the Engineer in Charge but excluding the cost of painting. | sqm | 658
182 | 11.1 | Providing and making 6mm thick cement plaster of mix:
| 11.1.1 | In Cement mortar 1:3 (1 cement : 3 fine sand) | sqm | 93
| 11.1.2 | In Cement mortar 1:4 (1 cement : 4 fine sand) | sqm | 87
183 | 11.2 | Providing and making 12mm thick cement plaster of mix:
| 11.2.1 | In cement Mortar 1:3 (1 cement : 3 fine sand) | sqm | 115
| 11.2.2 | In Cement Mortar 1:4 (1 cement : 4 fine sand) | sqm | 103
| 11.2.3 | In Cement Mortar 1:5 (1 cement : 5 fine sand) | sqm | 96.5
| 11.2.4 | In Cement Mortar 1:6 (1 cement : 6 fine sand) | sqm | 91.5
184 | 11.3 | Providing and making 15mm thick cement plaster on the rough side of single or half brick wall of mix:
| 11.3.1 | In cement Mortar 1:3 (1 cement : 3 fine sand) | sqm | 134
| 11.3.2 | In Cement Mortar 1:4 (1 cement : 4 fine sand) | sqm | 120
| 11.3.3 | In Cement Mortar 1:5 (1 cement : 5 fine sand) | sqm | 113
| 11.3.4 | In Cement Mortar 1:6 (1 cement : 6 fine sand) | sqm | 107
185 | 11.33 | Providing and making moulded mortar band in cement mortar 1:4 (1 cement : 4 fine sand) per cm width:
| 11.33.1 | 12 mm thick | metre | 4.2
| 11.33.2 | 18 mm thick | metre | 5.6
186 | 11.41 | Providing and fixing chicken mesh weighting not less than 250 gms/ sqm as per IS : specification in the required width with 40mm long steel nails on vertical and horizontal surface near R.C.C. and brick walls junctions including scaffolding and all lead and lifts etc. complete before plastering upto 10mts in height. | sqm | 86
187 | 12.1 | Applying cement slurry on R.C.C. slab or cement concrete work using 2.75 kg/ sqm for receiving cement concrete floor including roughening cleaning etc complete. | sqm | 34
188 | 12.2 | 25mm thick cement concrete flooring with 1:2:4 cement concrete (1 cement : 2 coarse sand : 4 graded stone aggregate 12.5 mm nominal size) finished with floating cost of neat cement. | sqm | 165
189 | 12.3 | Cement concrete flooring with cement concrete 1:2:4 (1 cement : 2 coarse sand : 4 graded stone aggregate 20mm) finished with a floating coat of neat cement.
| 12.3.1 | 40 mm thick | sqm | 222
| 12.3.2 | 50 mm thick | sqm | 254
| 12.3.3 | 75 mm thick | sqm | 345
190 | 12.7 | Providing and fixing ceramic glazed wall tiles conforming to IS : 15622 of approved make, colours, shades and size on wall and dados over 12 mm thick bed of cement Mortar 1:3 (1 cement : 3 coarse sand) and jointing with grey cement slurry @ 3.3kg per sqm including pointing in white cement mixed with matching pigment complete.
| 12.7.1 | Size upto 200x300mm | sqm | 587
| 12.7.2 | Size above 200x300mm | sqm | 646
191 | 12.9 | Providing and laying ceramic glazed floor tiles conforming to IS : 15622 of approved size, make, colour, shade laid on 20 mm thick Cement Mortar 1:4 (1 cement : 4 coarse sand) including pointing the joints with white cement mixed with matching pigment etc., complete.
| 12.9.1 | Size 300x300mm | sqm | 692
| 12.9.2 | Size above 300x300mm | sqm | 728
192 | 12.74 | Providing and fixing rectified glazed cereamic floor tiles of 1st quality conforming to IS: 15622-2017 of approved make in all colours, shades over 20 mm thick bed of cement mortar 1:3 (1 cement : 3 coarse sand) and jointing with grey cement slurry @ 3.3kg per sqm including pointing in white cement mixed with matching pigment complete.
| 12.74.1 | Size 300x300mm thickness 7 to 8 mm | Sqm | 779
| 12.74.2 | Size 400x400mm thickness 7 to 8 mm | sqm | 826
| 12.74.3 | Size 600x600mm thickness 8 to 9 mm | sqm | 897
193 | 12.75 | Providing and fixing rectified glazed cereamic wall/dado tiles of 1st quality conforming to IS: 15622-2017 of approved make in all colours, shades on wall and dados over 12 mm thick bed of cement mortar 1:3 (1 cement : 3 coarse sand) and jointing with grey cement slurry @ 3.3k per sqm including pointing in white cement mixed with matching pigment complete.
| 12.75.1 | Size 300x450mm thickness 7 to 8 mm | sqm | 710
| 12.75.2 | Size 300x600mm thickness 7 to 8 mm | sqm | 850
| 12.75.3 | Size 400x800mm thickness 7 to 9 mm | sqm | 897
| 12.75.4 | Size 450x900mm thickness 7 to 9 mm | sqm | 900
194 | 12.77 | Providing and laying rectified glazed Vitrified wall/dado tiles (GVT/PGVT) with digital print of random design with water absorption less than 0.08% and conforming to IS: 15622-2017 1st quality of approved make in all colours and shades and size mentioned below (+/- 10 mm) for wall/dado lain on 12 mm thick cement mortar 1:3 (1 cement : 3 coarse sand) including grouting the joints with white cement and matching pigment etc. complete.
| 12.77.1 | Size 600x600mm thickness 9 to 10 mm | sqm | 969
| 12.77.2 | Size 800x800mm thickness 9 to 10 mm | sqm | 1158
195 | 12.78 | Providing and laying matt/glazed finish HOMOGENEOUS ACROSS FULL BODY VITRIFIED floor tiles (heavy duty) water absorption less than 0.05% and conforming to IS: 15622-2017 1st quality of approved make in all colours and shades and size mentioned below (+/- 10 mm) for wall/dado lain on 20 mm thick cement mortar 1:4 (1 cement : 4 coarse sand) including grouting the joints with white cement and matching pigment etc. complete.
| 12.78.1 | Size 600x600mm thickness 9 to 10 mm | sqm | 1331
| 12.78.2 | Size 800x800mm thickness 9 to 10 mm | sqm | 1520
| 12.78.3 | Size 1000x1000mm thickness 10 to 12 mm | sqm | 1988
196 | 12.79 | Providing and laying DOUBLE/MULTI CHARGE (minimum 2.0 mm thick layer) VITRIFIED floor with water absorption less than 0.05% and conforming to IS: 15622-2017 1st quality of approved make in all colours and shades and size mentioned below (+/- 10 mm) for wall/dado lain on 20 mm thick cement mortar 1:4 (1 cement : 4 coarse sand) including grouting the joints with white cement and matching pigment etc. complete.
| 12.79.1 | Size 600x600mm thickness 9 to 10 mm | sqm | 1082
| 12.79.2 | Size 800x800mm thickness 9 to 10 mm | sqm | 1343
| 12.79.3 | Size 1000x1000mm thickness 10 to 12 mm | sqm | 1786
| 12.79.4 | Size 1200x1200mm thickness 10 to 12 mm | sqm | 2461
197 | 12.25 | Extra for providing and fixing 4mm thick glass strip in joints of Terrazo floor/ cement concrete floor or like.
| 12.25.1 | 30 mm wide | metre | 14.5
| 12.25.2 | 40 mm wide | metre | 18
| 12.25.3 | 60 mm wide | metre | 25
198 | 12.37 | Chequered precast cement concrete tiles 22mm thick in footpath & courtyard jointed with neat cement slurry mixed with pigment to match the shade of tile including cleaning of joint etc complete on 20 mm thick bed of cement mortar 1:4 (1 cement :4 coarse sand) :
| 12.37.1 | Light shade using white cement | sqm | 640
| 12.37.2 | Medium shade using approximately. 50% white cement and 50% ordinary cement. | sqm | 591
| 12.37.3 | Dark shade using ordinary cement | sqm | 518
| 12.37.4 | Ordinary cement without any pigment | sqm | 514
199 | 12.38 | 15mm thick Marble stone slab flooring over 18mm (Average) thick base of cement mortar 1:4 (1 cement : 4 coarse sand) laid and jointed with grey cement slurry including grinding rubbing and polishing etc. complete. (Area of slab should be 0.50 sqm and above)
| 12.38.1 | Makrana white second quality. | sqm | 3752
| 12.38.2 | Raj Nagar plain. | sqm | 1728
| 12.38.3 | Agaria White | sqm | 2442
| 12.38.4 | Black Zebra. | sqm | 1497
| 12.38.5 | Udaipur green marble | sqm | 1497
| 12.38.6 | Pink plain marble. | sqm | 1763
| 12.38.7 | Wonder marble. | sqm | 2729
| 12.38.8 | Katni marble. | sqm | 1759
200 | 12.39 | 15mm thick Marble stone slab in, tread & risers of steps, skirting, dado, walls and pillars on 12mm (average) thick base of cement mortar 1:4 (1 cement : 4 coarse sand) and jointed with grey cement slurry including matching pigment, rubbing and polishing etc. complete. (single stone is to be used for risers and treads of steps and width of stone for skirting and dado shall be equal to the height of skirting & dado and length of 1.0 M).
| 12.39.1 | Makrana white second quality. | sqm | 3830
| 12.39.2 | Raj Nagar plain. | sqm | 1806
| 12.39.3 | Agaria White | sqm | 2520
| 12.39.4 | Black Zebra. | sqm | 1576
| 12.39.5 | Udaipur green marble | sqm | 1576
| 12.39.6 | Pink plain marble. | sqm | 1841
| 12.39.7 | Wonder marble. | sqm | 2807
| 12.39.8 | Katni marble. | sqm | 1838
201 | 12.40 | 15mm thick Marble stone tile flooring over 18mm (Average) thick base of cement mortar 1:4 (1 cement : 4 coarse sand) laid and jointed with grey cement slurry including grinding rubbing and polishing etc. complete. (Area of tile should be 0.18 sqm and above)
| 12.40.1 | Makrana white second quality. | sqm | 1875
| 12.40.2 | Raj Nagar plain. | sqm | 965
| 12.40.3 | Agaria White | sqm | 1269
| 12.40.4 | Black Zebra. | sqm | 1033
| 12.40.5 | Udaipur green marble | sqm | 851
| 12.40.6 | Pink plain marble. | sqm | 973
202 | 12.41 | 15mm thick Marble tiles in risers and treads of steps skirting dado and pillars laid on 12mm (Average) thick base of cement mortar 1:3 (1 cement : 3 coarse sand) and jointed with grey cement slurry including rubbing and polishing etc. complete (Area of tiles to be upto 0.18 sqm)
| 12.41.1 | Makrana white second quality. | sqm | 1953
| 12.41.2 | Raj Nagar plain. | sqm | 1044
| 12.41.3 | Agaria White | sqm | 1347
| 12.41.4 | Black Zebra. | sqm | 1111
| 12.41.5 | Udaipur green marble | sqm | 929
| 12.41.6 | Pink plain marble. | sqm | 1051
203 | 12.43 | Extra for nosing in marble stone for treads. | metre | 81
204 | 12.44 | Extra for nosing in Granite stone for treads. | metre | 126
205 | 12.45 | 15 mm thick Table rubbed polished Granite stone slab flooring laid over 20mm (Average) thick base of cement mortar 1:4 (1 cement : 4 coarse sand) laid and jointed with grey cement slurry including rubbing and polishing etc. complete. (Area of slab should be 0.50 sqm and above)
| 12.45.1 | Granite stone grey/pink | sqm | 1796
| 12.45.2 | Granite stone black | sqm | 2646
| 12.45.3 | Granite stone lakha red/ shahi red | sqm | 4200
206 | 12.46 | 15 mm thick Table rubbed polished Granite stone slab in risers and treads of steps skirting dado and pillars laid on 12mm (Average) thick base of cement mortar 1:3 (1 cement : 3 coarse sand) and jointed with grey cement slurry including rubbing and polishing etc. complete (single stone is to be used for risers and treads of steps and width of stone for skirting and dado shall be equal to the height of skirting & dado and length of 1.0 m).
| 12.46.1 | Granite stone grey/pink | sqm | 1869
| 12.46.2 | Granite stone black | sqm | 2719
| 12.46.3 | Granite stone lakha red/ shahi red | sqm | 4273
207 | 12.47 | 8 mm thick Table rubbed polished Granite stone tile flooring laid over 20mm (Average) thick base of cement mortar 1:4 (1 cement : 4 coarse sand) laid and jointed with grey cement slurry including rubbing and polishing etc. complete.
| 12.47.1 | Granite stone grey/pink | sqm | 947
| 12.47.2 | Granite stone black | sqm | 1329
| 12.47.3 | Granite stone lakha red/ shahi red | sqm | 2038
208 | 12.48 | 8 mm thick Table rubbed polished Granite stone tile in risers and treads of steps skirting dado and pillars laid on 12mm (Average) thick base of cement mortar 1:3 (1 cement : 3 coarse sand) and jointed with grey cement slurry including rubbing and polishing etc. complete.
| 12.48.1 | Granite stone grey/pink | sqm | 1019
| 12.48.2 | Granite stone black | sqm | 1402
| 12.48.3 | Granite stone lakha red/ shahi red | sqm | 2111
209 | 12.49 | 25 mm thick KOTA stone slab flooring over 20mm (Average) thick base of cement mortar 1:4 laid over and jointed with grey cement slurry mixed with pigment to match the shade of the slab including grinding rubbing and polishing etc. complete (Area of slab to be over 0.20 sqm and upto 0.50 sqm) | sqm | 897
210 | 12.50 | KOTA stone slab 25mm thick in risers and treads of steps, skirting dado and pillar laid in 12mm (Average) thick cement mortar 1:3 (1 cement : 3 coarse sand) and jointed with grey cement slurry mixed with pigment to match the shade of the slab including rubbing and polishing complete. (single stone is to be used for riser and treads of steps and the width of stone for skirting and dado shall be equal to the height of skirting/ dado up to length of 1.0 M.) | sqm | 990
211 | 12.51 | Extra for nosing in steps and treads of Kota stone slab. | metre | 69.5
212 | 12.52 | Extra for nosing in steps and treads of red or white rough dressed sand stone. | metre | 35.5
213 | 12.55 | Extra for necessary grinding and polishing to get mirror finish on KOTA/ Marble Stone flooring/ steps/ treads instead of normal grinding and polishing. | sqm | 263
214 | 12.56 | 25mm thick Local RAJIM/ Red Flag stone slab flooring laid over 20mm (Average) thick base of cement mortar 1:4 (1 cement : 4 coarse sand) laid over & jointed with grey cement slurry mixed with pigments to match the shade of the stone i/c grinding, rubbing and polishing. | sqm | 516
215 | 12.57 | 25mm thick Local RAJIM/ Red Flag stone slab in riser of steps, skirting, dado and pillars laid on 12mm (Average) thick cement mortar 1:4 (1 cement : 4 coarse sand) and joint with grey cement slurry mixed with pigments to match the shade of the slab i/c grinding, rubbing and polishing. | sqm | 595
216 | 12.58 | 25mm thick un-polished Local RAJIM/ Red Flag stone slab flooring laid over 20mm (average) thick base of cement mortar 1:4 (1 cement : 4 coarse sand) laid over & jointed with grey cement slurry mixed with pigments to match the shade of the stone. | sqm | 428
217 | 12.59 | Providing and fixing un-polished 45mm to 50mm thick RAJIM SAND STONE in floors laid on sand bed of average thickness 50mm and pointing with cement mortar 1:3 (1 cement : 3 coarse sand) including finishing complete. | sqm | 280
218 | 12.65 | Providing & laying 60mm thick precast interlocking concrete blocks of approved size (approx 305 sqcm) and shape/ pattern, over 40 mm thick average complete coarse sand bed with joints of 3mm thick filled by fine sand including leveling with surface vibrator, temping and sweeping etc. complete of minimum compressive strength of 250 kg/sq.cm
| 12.65.1 | Plain/ normal coloured precast interlock concrete block | sqm | 436
| 12.65.2 | Pigment Coloured (rubber mould) precast interlock concrete blocks | sqm | 632
219 | 13.6 | 15mm thick Granite work (machine cut, table rubbed & mirror polished) for kitchen platform, vanity counters, window sills and similar locations of required size laid over 20mm thick base cement mortar 1:4 (1 cement : 4 coarse sand) including joints treated with white cement mixed with matching pigment including rubbing and polishing to edge moulding to give high gloss finish.
| 13.6.1 | Granite stone grey/pink | sqm | 2466
| 13.6.2 | Granite stone black | sqm | 3279
| 13.6.3 | Granite stone lakha red/ shahi red | sqm | 4766
220 | 13.9 | Stone work with KOTA STONE Slab (machine cut edge) exposed face machine cut and table rubbed with rough backing for wall lining etc. (Veneer work) upto 10 metre height, backing filled with a grout of 20 mm thick cement mortar 1:3 (1 cement: 3 coarse sand), jointing with cement mortar 1:2 (1 cement: 2 stone dust) with admixture of pigment matching the stone shade including rubbing and polishing complete. (To be secured to the backing by means of cramps which shall be paid separately)
| 13.9.1 | 25mm thick | sqm | 1026
| 13.9.2 | 40mm thick | sqm | 1145
221 | 13.24 | Providing and fixing one side polished 25 mm thick RAJIM SAND STONE shelves fixed in walls in cement mortar 1:3 (1 cement : 3 coarse sand) including finishing complete.
| 13.24.1 | One side polished | sqm | 331
| 13.24.2 | Both side polished | sqm | 414
222 | 16.1 | Dismantling rammed moorum and boulders or rammed moorum and silt in foundation or under floor including all lead and lifts. | cum | 279
223 | 16.2 | Dismantling bricks laid flat or on edge (each layer), or cement concrete tiles in flooring or over roofs in cement/lime mortar including stacking of serviceable material and disposal of unserviceable material within 50 metre lead. | sqm | 22.5
224 | 16.3 | Demolishing brick masonry including arches, stacking of serviceable material disposal of unserviceable material within 50 metres lead.
| 16.3.1 | In mud mortar. | cum | 154
| 16.3.2 | In lime mortar. | cum | 187
| 16.3.3 | In cement mortar. | cum | 263
225 | 16.8 | Dismantling flag stone flooring laid in cement/lime mortar including stacking of serviceable material and disposal of unserviceable material within 50 metre lead. | sqm | 57
226 | 16.9 | Dismantling of old tarfelts of water proofing treatment of any course from the top of roof of any floor including disposal and removal of material with 50 metre lead. | sqm | 11
227 | 16.10 | Dismantling cement asbestos or other hard board ceiling or partition wall including stacking of serviceable material and disposal of unserviceable material within 50m lead. | sqm | 13.5
228 | 16.11 | Dismantling single Allahabad tiles or Manglore tiles or single wheel tiles including roof timber (excluding trusses), including stacking of serviceable material and disposal of unserviceable material within 50m lead. | sqm | 44
229 | 16.12 | Dismantling single Allahabad tiles or Manglore tiles or single wheel tiles excluding roof timber, including stacking of serviceable material and disposal of unserviceable material within 50m lead. | sqm | 27.5
230 | 16.13 | Dismantling double Allahabad tiles or Manglore tiles or single wheel tiles including roof timber (excluding trusses), including stacking of serviceable material and disposal of unserviceable material within 50m lead. | sqm | 66
231 | 16.14 | Dismantling double Allahabad tiles or Manglore tiles or single wheel tiles excluding roof timber, including stacking of serviceable material and disposal of unserviceable material within 50m lead. | sqm | 38.5
232 | 16.17 | Dismantling G.I. sheet roofing including ridges hips, valleys and gutters etc. and stacking the material with 50 m lead. | sqm | 33.5
233 | 16.18 | Dismantling asbestos sheet roofing including ridges, hips valley and gutters and stacking the materials with 50 m lead. | sqm | 16.5
234 | 16.20 | Dismantling wood work in frame, trusses purlins and rafters etc upto 10 metre span and upto 5 metre height above plinth level including stacking the material within 50 M. lead
| 16.20.1 | Of sectional area 40 sq. cm and above | cum | 894
| 16.20.2 | Of sectional area below 40 sq. | metre | 3.6
235 | 16.22 | Extra for dismantling wood work in frame, trusses purlins and rafters etc. for every additional height of one metre or part thereof beyond 5 metres.
| 16.22.1 | Sectional area 40 Sq. Cm and above | cum | 183
| 16.22.2 | Sectional area below 40 Sq.cm | metre | 0.7
236 | 16.23 | Dismantling wooden ballies, posts, purlins rafters including stacking within 50 metre lead. | mere | 6.8
237 | 16.25 | Removing wooden boarding in lining of wall and partition (excluding supporting members) including stacking within 50 metres lead.
| 16.25.1 | Thickness up to 10mm thick. | sqm | 14.5
| 16.25.2 | Thickness above 10mm. & upto 25mm. | sqm | 16.5
| 16.25.3 | Thickness above 25mm. & upto 40mm. | sqm | 24.5
238 | 16.26 | Dismantling doors chowkhats with shutters (steel or wood) including architrave, hold fast etc. complete and stacking within 50 metres lead. | each | 100
239 | 16.27 | Dismantling windows chowkhats with shutters (steel or wood) including architrave, hold fast etc. complete and stacking within 50 metres lead.. | each | 66.5
240 | 16.28 | Taking out door shutters (steel or wood) including stacking within 50 metres lead. | each | 46.5
241 | 16.29 | Taking out window shutters (steel or wood) including stacking within 50 metres lead. | each | 33.5
242 | 16.36 | Dismantling terrazzo or mosaic or glazed vitreous or patent cement or tiled flooring or dado skirting of any thickness without sub base. | sqm | 22.5
243 | 16.37 | Dismantling lime/ cement plaster or skirting at any height raking out joints and cleaning the surface for plaster including disposal of rubbish within 50 metres lead. | sqm | 11
244 | 16.38 | Taking out stone/ concrete/wooden lintels from building masonry of doors windows or any other opening for thickness upto 15 cm. | metre | 73
245 | 16.40 | Dismantling expanded metal or welded fabrics with battens and beading including stacking the serviceable material within 50 metres lead. | sqm | 15.5
246 | 16.41 | Dismantling precast concrete or stone slabs in walls partitions etc. including stacking within 50 M lead.
| 16.41.1 | Thickness up to 38mm | sqm | 60.5
| 16.41.2 | Thickness above 38mm upto 75mm. | sqm | 85
247 | 16.42 | Demolishing R.C.C. work including stacking of steel bars and disposal of unserviceable material within 50 metre lead. | cum | 768
248 | 16.46 | Demolishing lime brick coba concrete and disposal or within 50 metres lead. | cum | 198
249 | 16.47 | Removing and stacking within 50 metres lead Fencing posts or structure including all earth work and dismantling concrete etc. in the base. | each | 66
250 | 16.48 | Dismantling and stacking within 50 M lead R.C.C. fencing posts or structure including all earth work and dismantling of concrete etc. in the base. | each | 77
251 | 16.49 | Cutting ballies or wooden posts of fencing at the points of projection above the concrete or ground and stacking the same within 50 metre lead. | each | 9.1
252 | 16.50 | Taking out R.C.C. jali at any place and positions and of any shape and thickness including finishing the opening. | sqm | 50.5
253 | 16.51 | Dismantling C.I. or asbestos rain water pipes with fittings & clamps including stacking the material within 50 metre lead
| 16.51.1 | 75 mm to 100mm dia pipe | metre | 16.5
| 16.51.2 | 150 mm dia pipe. | metre | 20
254 | 16.52 | Removing barbed wire or flexible wire rope in fencing including making rolls and stacking within 50 metre lead. | kg | 7.7
255 | 16.53 | Removing following vitreous china sanitorywares carefully for re-use including stacking within 50 metres lead.
| 16.53.1 | Wash basin of all sizes and shapes | each | 30.5
| 16.53.2 | Urinals of all sizes and shapes | each | 38
| 16.53.3 | European/ Anglo Indian WC pan of all sizes | each | 46
| 16.53.4 | Cysten of all sizes and shapes | each | 34.5
| 16.53.5 | PVC Cistern | each | 23
256 | 17.1 | Repairs to plaster in patches of area 2.5 sq. metres and under including cutting the patch in proper shape, raking out joints and preparing and plastering the surface of the walls with cement mortar 1:4 (1 cement : 4 fine sand) complete including disposal of rubbish to the dumping ground within 50metres lead :
| 17.1.1 | Thickness upto 15mm | sqm | 132
| 17.1.2 | Thickness more than 15mm and upto 20mm | sqm | 148
257 | 17.2 | Providing and replacing broken floor tile with ceramic glazed floor tiles conforming to IS : 15622 of approved size, make, colour, shade laid on 20 mm thick Cement Mortar 1:4 (1 cement : 4 coarse sand) including removing the broken tile and mortar, pointing the joints with white cement mixed with matching pigment etc., complete.
| 17.2.1 | Size 300x300mm | sqm | 1151
| 17.2.2 | Size above 300x300mm | sqm | 1187
258 | 17.3 | Providing and replacing broken floor tile with rectified ceramic glazed floor tiles of size 300x300mm and above conforming to IS : 15622 of approved make, colour, shade laid on 20 mm thick Cement Mortar 1:4 (1 cement : 4 coarse sand) including removing the broken tile and mortar, pointing the joints with white cement mixed with matching pigment etc., complete.
| 17.3.1 | In all colours except White, Ivory, Grey, Fume Red Brown, | sqm | 1317
| 17.3.2 | In colours such as White, Ivory, Grey, Fume Red Brown, | sqm | 1364
259 | 17.5 | Providing and replacing broken floor tile with vitrified floor tiles with soluble salt printing, of size 600x600mm with water absorption less than 0.5% and conforming to IS : 15622 of approved make, laid on 20mm thick cement mortar 1:4 (1 cement : 4 coarse sand) including removing the broken tile and mortar, grouting the joints with white cement and matching pigments etc. complete: | sqm | 1422
260 | 17.6 | Providing and replacing broken floor tile with vitrified floor tiles with double charge/ multi charge printing with water absorption less than 0.5% and conforming to IS : 15622 of approved make in all colours and shades and size mentioned below (+/- 10mm), laid on 20mm thick cement mortar 1:4 (1 cement : 4 coarse sand) including removing the broken tile and mortar, grouting the joints with white cement and matching pigments etc. complete:
| 17.6.1 | Size 600x600mm | sqm | 1611
261 | 17.7 | Providing and replacing broken vitreous china water closet squatting pan (Indian type) including removing the broken squatting pan and mortar, cutting and making good the walls and floors wherever required:
| 17.7.1 | White Long pattern W.C. pan of size 580 mm | each | 1448
| 17.7.2 | Coloured Long pattern W.C. pan of size 580 mm | each | 1795
| 17.7.3 | White Orissa pattern W.C. pan of size 580x440 mm | each | 1888
| 17.7.4 | Coloured Orissa pattern W.C. pan of size 580x440 mm | each | 2535
262 | 17.8 | Providing and replacing broken vitreous china water closet (European type W.C. pan) including removing the broken water closet (European type W.C. pan) cutting and making good the walls and floors wherever required :
| 17.8.1 | White pedestal type | each | 1295
| 17.8.2 | Coloured pedestal type | each | 1810
| 17.8.3 | White wall hung type | each | 2943
| 17.8.4 | Coloured wall hung type | each | 4299
263 | 17.9 | Fixing chowkhats in existing opening including embedding chowkhats in floors or walls cutting masonry for holdfasts embedding hold fasts in cement concrete blocks with cement concrete 1:3:6 (1 cement : 3 coarse sand : 6 graded stone aggregate 20 mm nominal size) painting two coats of approved wood preservative to sides of chowkhats and making good the damages to walls and floors as required complete including disposal of rubbish to the dumping ground within 50 metres lead :
| 17.9.1 | Door chowkhats | each | 441
| 17.9.2 | Window chowkhats | each | 317
| 17.9.3 | Clerestory window chowkhats | each | 219
264 | 17.10 | Fixing chowkhat in existing opening in brick / RCC wall with dash fasteners/ chemical fastener of appropriate size (3nos on each vertical member of door chowkhat and 2 nos. on each vertical member of window chowkhats including cost of dash fasteners/ chemical fastener. | each | 94
265 | 17.11 | Making the opening in brick masonry for door/ window/ clerestory window including dismantling in floor or walls by cutting masonry and making good the damages to walls, flooring and jambs complete to match existing surface i/c disposal of malba/ rubbish to the nearest municipal dumping ground. | sqm | 272
266 | 17.12 | Renewing glass panes, with putty and nails wherever necessary:
| 17.12.1 | Float glass panes of thickness 4 mm | sqm | 524
| 17.12.2 | Float glass panes of thickness 5.5 mm | sqm | 620
267 | 17.13 | Renewing glass panes, with wooden fillets wherever necessary:
| 17.13.1 | Float glass panes of thickness 4 mm | sqm | 669
| 17.13.2 | Float glass panes of thickness 5.5 mm | sqm | 765
268 | 17.15 | Supplying and fixing new wooden fillets wherever necessary:
| 17.15.1 | Teak wood fillets | metre | 26.5
| 17.15.2 | Bija, sal | metre | 21.5
269 | 17.16 | Renewal of old putty of glass panes (length) | metre | 13.5
270 | 17.17 | Refixing old glass panes with putty and nails | sqm | 175
271 | 17.19 | Providing and fixing 16 mm M.S. Fan clamps of standard shape and size in existing R.C.C. slab including cutting chase and making good and painting exposed portion of the clamps complete. | each | 144
272 | 17.21 | Renewing Bijasal wooden battens in roofs, including making good the holes in wall and painting with oil type wood preservative of approved brand and manufacture complete including removal of rubbish to the dumping ground within 50 metres lead : | cum | 60050
273 | 17.22 | Renewing Bijasal wooden beams in roofs including making good the holes in walls and painting with oil type wood preservative of approved brand and manufacture complete including removal of rubbish to the dumping ground within 50 metres lead :
| 17.22.1 | Not exceeding 4.00 metres in length. | cum | 60901
| 17.22.2 | Above 4.00 metres and upto 5.00 metres length. | cum | 76379
274 | 17.23 | Renewing aluminium door/ window by replacing demaged member by anodised/ powder coated aluminium sections of same diamentions complete including depositng dismentalled section at departmental store. | kg | 354
275 | 17.24 | Providing and fixing galvanized wire gauge having M.S. wire dia of 0.45 mm for doors, windows, clerestory windows excluding hinges. | sqm | 541
276 | 17.25 | Providing and replacing broken/ damaged false ceiling tiles with new ceiling tiles on existing frame work.
| 17.25.1 | 12mm thick unveneered Nova teak or equivalent super plain tiles | sqm | 604
| 17.25.2 | 12 mm thick half random perorated tiles Perforated area 5% | sqm | 546
| 17.25.3 | 12 mm thick half random perorated tiles Perforated area 13% | sqm | 583
| 17.25.4 | 12.5 mm thick Glass fibre reinforced Gypsum board. | sqm | 401
277 | 17.27 | Taking out wind ties from roof including cutting out rusted bolts, nuts etc. and removing materials to any distance within compound and stacking. | kg | 1
278 | 17.28 | Fixing of old wind tie with new fittings including painting two or more coats with anticorrosive bitumastic paint of approved brand & manufacturer over and including priming coat of ready mixed zinc chromate yellow primer of approved brand. | metre | 46.5
279 | 17.29 | Renewing bottom rail and/or top runner of collapsible gate including making good all damages and applying priming coat of zinc chromate yellow primer of approved brand and manufacturer. | kg | 95
280 | 17.33 | Extra for mirror polishing on Kota/ Granite/ Marble flooring to give high gloss finish complete to the satisfaction of Engineer-in-Charge. | sqm | 55
281 | 18.1 | Providing and fixing water closet squatting pan (Indian type W.C. pan ), 100mm sand cast Iron P or S trap, 10 litre low level P.V.C. flushing cistern (same colour) conforming to IS : 7231, with flush bend and other fittings and fixtures complete including cutting and making good the walls and floors wherever required :
| 18.1.1 | White Long pattern W.C. pan of size 580 mm | each | 2459
| 18.1.2 | Coloured Long pattern W.C. pan of size 580 mm | each | 2913
| 18.1.3 | White Orissa pattern W.C. pan of size 580x440 mm | each | 2899
| 18.1.4 | Coloured Orissa pattern W.C. pan of size 580x440 mm | each | 3545
282 | 18.2 | Providing and fixing vitreous china water closet squatting pan (Indian type) including cutting and making good the walls and floors wherever required:
| 18.2.1 | White Long pattern W.C. pan of size 580 mm | each | 999
| 18.2.2 | Coloured Long pattern W.C. pan of size 580 mm | each | 1346
| 18.2.3 | White Orissa pattern W.C. pan of size 580x440 mm | each | 1440
| 18.2.4 | Coloured Orissa pattern W.C. pan of size 580x440 mm | each | 2086
283 | 18.4 | Providing and fixing vitreous china water closet (European type W.C. pan) with white ISI marked plastic seat and lid, 10 litre low level white P.V.C. flushing cistern (same colour), conforming to IS : 7231, with all fittings and fixtures complete including cutting and making good the walls and floors wherever required :
| 18.4.1 | White pedestal type | each | 2882
| 18.4.2 | Coloured pedestal type | each | 3592
| 18.4.3 | White wall hung type | each | 4415
| 18.4.4 | Coloured wall hung type | each | 5967
284 | 18.6 | Providing and fixing white vitreous china pedestal type (European type/ wash down type) water closet pan including cutting and making good the walls and floors wherever required:
| 18.6.1 | White pedestal type | each | 1180
| 18.6.2 | Coloured pedestal type | each | 1695
285 | 18.7 | Providing and fixing 10 litre capacity P.V.C. low level flushing cistern conforming to IS : 7231, with all fittings and fixtures complete.
| 18.7.1 | White | each | 729
| 18.7.2 | Coloured | each | 837
286 | 18.13 | Providing and fixing white vitreous china urinal basin with waste fitting as per IS : 2556, and other couplings in C.P. brass complete:
| 18.13.1 | Flat back half stall urinal of size 460x380x250mm | each | 1776
| 18.13.2 | Flat back type urinal of size 460x380x250mm | each | 1529
| 18.13.3 | Wall corner type urinal of sizes 340x410x265mm | each | 1659
287 | 18.14 | Providing and fixing white vitreous china urinal basin as per IS : 2556 complete:
| 18.14.1 | Flat back half stall urinal of size 460x380x250mm | each | 1183
| 18.14.2 | Flat back type urinal of size 460x380x250mm | each | 872
| 18.14.3 | Wall corner type urinal of sizes 340x410x265mm | each | 1002
288 | 18.17 | Providing and fixing vitreous china wash basin with C.I. brackets, 32 mm C.P. brass waste of standard pattern, including painting of brackets, cutting and making good the walls wherever required :
| 18.17.1 | White Size 550x450 mm | each | 1430
| 18.17.2 | White Size 550x400 mm | each | 1408
| 18.17.3 | White size 450x325 mm | each | 1203
| 18.17.4 | White Angle back size 400x400 mm | each | 1174
| 18.17.5 | White Oval or round size 550x400mm. | each | 1605
| 18.17.6 | White Surgeon type size 660x460 mm | each | 2587
289 | 18.18 | Providing and fixing white vitreous china wash basin including making all connections but excluding the cost of fittings :
| 18.18.1 | White Size 550x450 mm | each | 936
| 18.18.2 | White Size 550x400 mm | each | 915
| 18.18.3 | White size 450x325 mm | each | 724
| 18.18.4 | White Angle back size 400x400 mm | each | 715
| 18.18.5 | White Oval or round size 550x400mm. | each | 1131
| 18.18.6 | White Surgeon type size 660x460 mm | each | 2113
| 18.18.7 | Coloured Size 550x450 mm | each | 1401
| 18.18.8 | Coloured Size 550x400 mm | each | 1368
| 18.18.9 | Coloured size 450x325 mm | each | 1072
| 18.18.10 | Coloured Angle back size 400x400 mm | each | 1058
| 18.18.11 | Coloured Oval or round size 550x400mm. | each | 1703
290 | 18.22 | Providing and fixing Stainless Steel A ISI 304 (18/8) kitchen sink without drain board as per IS 13983 with C.I. brackets and stainless steel plug 40 mm including painting of fittings and brackets, cutting and making good the walls wherever required :
| 18.22.1 | 345x445 mm bowl depth 200 mm. | each | 6298
| 18.22.2 | 560x410 mm bowl depth 215 mm. | each | 6210
| 18.22.3 | 410x355 mm bowl depth 165 mm. | each | 4396
291 | 18.23 | Providing and fixing white vitreous china laboratory sink with C.I. brackets, C.P. brass chain with rubber plug 40mm C.P brass waste and 40mm C.P. brass trap with necessary C.P. brass unions complete including painting of brackets, cutting and making good the wall wherever required :
| 18.23.1 | Size 450x300x150mm | each | 2504
| 18.23.2 | Size 600x450x200mm | each | 4502
292 | 18.24 | Providing and fixing white vitreous china laboratory sink including making all connections excluding cost of fittings:
| 18.24.1 | Size 450x300x150 mm. | each | 1559
| 18.24.2 | Size 600x450x200 mm. | each | 3557
293 | 18.25 | Providing and fixing flexible P.V.C. waste pipe for sink or wash basin including P.V.C. waste fittings complete.
| 18.25.1 | 32 mm dia | each | 68.5
| 18.25.2 | 40 mm dia | each | 88.5
294 | 18.26 | Providing and fixing PVC waste coupling in wash basin/ sink.
| 18.26.1 | 25 mm | each | 49.5
| 18.26.2 | 40 mm | each | 61
295 | 18.27 | Providing and fixing cast iron grating for gully trap. |  | 30
| 18.27.1 | 100x100mm square or round | each | 30
| 18.27.2 | 150x150mm square | each | 38
296 | 18.28 | Providing and fixing in position 25mm diameter mosquito proof coupling of approved municipal design. | each | 41
297 | 18.29 | Providing and fixing 600x450 mm beveled edge 4mm mirror of superior glass (of approved quality) complete with 6 mm thick hard board ground fixed to wooden cleats with C.P. brass screws and washers complete. | each | 599
298 | 18.30 | Providing and fixing mirror of superior glass (of approved quality) and of required shape and size with plastic moulded frame of approved make and shade with 6 mm thick hard board backing :
| 18.30.1 | 5mm thick mirror | sqm | 2016
299 | 18.31 | Providing and fixing 600x120x5mm glass shelf with edges rounded off supported on anodised aluminium angle frame with C.P. brass brackets and guard rail complete fixed with 40 mm long screws, rawl plugs etc., complete. | each | 272
300 | 18.76 | Providing and fixing on wall face or under floor UV stabilized Unplasticised Rigid PVC pipes (single socketed) having 3.2mm wall thickness conforming to IS : 13592 (4kg/sqcm) including required couplers, jointing with seal ring conforming to IS : 5382 leaving 10 mm gap for thermal expansion etc complete.
| 18.76.1 | 75 mm dia pipe. | metre | 182
| 18.76.2 | 110 mm dia pipe. | metre | 267
| 18.76.3 | 150 mm dia pipe. | metre | 440
301 | 18.77 | Providing and fixing on wall face UV stabilized Unplasticised - PVC moulded fittings/ accessories having 3.2mm wall thickness for Rigid PVC pipes conforming to IS : 13592 (heavy) jointing with seal ring conforming to IS : 5382 leaving 10 mm gap for thermal expansion.
| 18.77.1 | Tee/ Tee with door/ Bend 45°/ Bend 90°
| 18.77.1.1 | 75 mm | each | 113
| 18.77.1.2 | 110 mm | each | 154
| 18.77.1.3 | 150 mm | each | 273
| 18.77.2 | Double "Y" with or without door
| 18.77.2.1 | 75 mm | each | 129
| 18.77.2.2 | 110 mm | each | 224
| 18.77.3 | Vent covel
| 18.77.3.1 | 75 mm | each | 34
| 18.77.3.2 | 110 mm | each | 44
| 18.77.4 | Access door cap
| 18.77.4.1 | 75 mm | each | 49.5
| 18.77.4.2 | 110 mm | each | 59
| 18.77.5 | "P" trap 110mmx110mm long | each | 227
| 18.77.6 | Nahani trap 110x75mm | each | 90.5
| 18.77.7 | Multi floor trap 110 | each | 122
| 18.77.8 | Plain reducing Tee 110x75mm | each | 129
302 | 18.78 | Providing and fixing UV stabilized Unplasticised -PVC pipe clips of approved design to Rigid PVC pipes by means of 50x50x50mm hard wood plugs, screwed with M.S. screws of required length including cutting brick work and fixing in cement mortar 1:4 (1 cement : 4 coarse sand) and making good the wall etc. complete.
| 18.78.1 | 75 mm | each | 57
| 18.78.2 | 110 mm | each | 61
303 | 19.4 | Providing and fixing Chlorinated Polyvinyl Chloride (CPVC) pipes, having thermal stability for hot & cold water supply including all CPVC plain & brass threaded fittings i/c fixing the pipe with clamps at 1.00 m spacing. This includes jointing of pipes & fittings with one step CPVC solvent cement and testing of joints complete as per direction of Engineer in Charge. INTERNAL WORK - EXPOSED ON WALL
| 19.4.1 | 15 mm nominal outer dia .Pipes. | Mtr. | 110
| 19.4.2 | 20 mm nominal outer dia .Pipes. | Mtr. | 151
| 19.4.3 | 25 mm nominal outer dia .Pipes. | Mtr. | 199
| 19.4.4 | 32 mm nominal outer dia .Pipes. | Mtr. | 271
| 19.4.5 | 40 mm nominal outer dia .Pipes | Mtr. | 362
| 19.4.6 | 50 mm nominal outer dia .Pipes. | Mtr. | 560
304 | 19.5 | Providing and fixing Chlorinated Polyvinyl Chloride (CPVC) pipes, having thermal stability for hot & cold water supply including all CPVC plain & brass threaded fittings i/c fixing the pipe with clamps at 1.00 m spacing.This includes jointing of pipes & fittings with one step CPVC solvent cement and the cost of cutting chases and making good the same including testing of joints complete as per direction of Engineer in Charge. CONCEALED WORK including cutting chases and making good the walls etc.,
| 19.5.1 | 15 mm nominal outer dia .Pipes. | Mtr. | 133
| 19.5.2 | 20 mm nominal outer dia .Pipes. | Mtr. | 167
| 19.5.3 | 25 mm nominal outer dia .Pipes. | Mtr. | 213
| 19.5.4 | 32 mm nominal outer dia .Pipes. | Mtr. | 284
305 | 19.6 | Providing and fixing Chlorinated Polyvinyl Chloride (CPVC) pipes, having thermal stability for hot & cold water supply including all CPVC plain & brass threaded fittings. This included jointing of pipes & fittings with one step CPVC solvent cement, trenching, refilling & testing of joints complete as per direction of Engineer in Charge. EXTERNAL WORK
| 19.6.1 | 15 mm nominal outer dia .Pipes. | Mtr. | 91.5
| 19.6.2 | 20 mm nominal outer dia .Pipes. | Mtr. | 121
| 19.6.3 | 25 mm nominal outer dia .Pipes. | Mtr. | 165
| 19.6.4 | 32 mm nominal outer dia .Pipes. | Mtr. | 228
| 19.6.5 | 40 mm nominal outer dia .Pipes | Mtr. | 300
| 19.6.6 | 50 mm nominal outer dia .Pipes. | Mtr. | 476
306 | 19.7 | Providing and fixing on wall surface G.I. pipes medium class complete with G.I. fittings and clamps, including cutting, making good the walls etc. and testing of joints complete:
| 19.7.1 | 15 mm dia. nominal bore | metre | 149
| 19.7.2 | 20 mm dia. nominal bore | metre | 185
| 19.7.3 | 25 mm dia. nominal bore | metre | 258
| 19.7.4 | 32 mm dia. nominal bore | metre | 318
| 19.7.5 | 40 mm dia. nominal bore | metre | 364
| 19.7.6 | 50 mm dia. nominal bore | metre | 471
307 | 19.8 | Providing and fixing concealed in wall G.I. pipes medium class complete with G.I. fittings and clamps, including painting with anti corrosive bitumastic paint, cutting chases, making good the walls etc. and testing of joints complete:
| 19.8.1 | 15 mm dia nominal bore | metre | 188
| 19.8.2 | 20 mm dia nominal bore | metre | 221
| 19.8.3 | 25 mm dia nominal bore | metre | 297
308 | 19.9 | Providing and laying in trenches G.I. pipes medium class complete with G.I. fittings including excavation of trenches, refilling the same and testing of joints complete:
| 19.9.1 | 15 mm dia. nominal bore | metre | 131
| 19.9.2 | 20 mm dia. nominal bore | metre | 159
| 19.9.3 | 25 mm dia. nominal bore | metre | 222
| 19.9.4 | 32 mm dia. nominal bore | metre | 272
| 19.9.5 | 40 mm dia. nominal bore | metre | 308
| 19.9.6 | 50 mm dia. nominal bore | metre | 398
| 19.9.7 | 65 mm dia. nominal bore | metre | 502
| 19.9.8 | 80 mm dia. nominal bore | metre | 639
309 | 19.10 | Making connection of G.I. distribution branch in G.I. main of following sizes by providing and fixing tee, including cutting and threading the pipe etc. complete: (dia of main line to be measured)
| 19.10.1 | 25 mm nominal bore | each | 200
| 19.10.2 | 32 mm nominal bore | each | 224
| 19.10.3 | 40 mm nominal bore | each | 278
| 19.10.4 | 50 mm nominal bore | each | 347
| 19.10.5 | 65 mm nominal bore | each | 486
| 19.10.6 | 80 mm nominal bore | each | 632
310 | 19.11 | Providing and fixing G.I. Union in G.I. pipe (New work) including cutting and threading the pipe and making long screws etc. complete:
| 19.11.1 | 15 mm nominal bore | each | 85
| 19.11.2 | 20 mm nominal bore | each | 98
| 19.11.3 | 25 mm nominal bore | each | 117
| 19.11.4 | 32 mm nominal | each | 148
| 19.11.5 | 40 mm nominal bore | each | 169
| 19.11.6 | 50mm nominal bore | each | 250
| 19.11.7 | 65mm nominal bore | each | 486
| 19.11.8 | 80 mm nominal bore | each | 529
311 | 19.12 | Providing and fixing G.I. Union in existing G.I. pipe line, cutting and threading the pipe and making long screws including excavation, refilling the earth or cutting of wall and making good the same complete wherever required :
| 19.12.1 | 15 mm nominal bore. | each | 186
| 19.12.2 | 20 mm nominal bore. | each | 199
| 19.12.3 | 25 mm nominal bore. | each | 218
| 19.12.4 | 32 mm nominal bore. | each | 248
| 19.12.5 | 40 mm nominal bore. | each | 270
| 19.12.6 | 50 mm nominal bore. | each | 388
| 19.12.7 | 65 mm nominal bore. | each | 538
| 19.12.8 | 80 mm nominal bore. | each | 667
312 | 19.13 | Providing and fixing 15 mm nominal bore Brass bib/stop cock of approved quality:
| 19.13.1 | Bib cock (250 grams) | each | 185
| 19.13.2 | Bib cock (350 grams) | each | 237
| 19.13.3 | Stop cock (350 grams) | each | 237
313 | 19.14 | Providing and fixing 15 mm nominal bore C.P. brass fittings of approved make and conforming to IS:8931 including C.P. brass extension if required:
| 19.14.1 | Bib cock (400 grams) | each | 382
| 19.14.2 | Long nose bib cock (500 grams) | each | 455
| 19.14.3 | Long body bib cock (500 grams) | each | 426
| 19.14.4 | Piller Cock (400 grams) | each | 398
| 19.14.5 | Two way bib cock (800 grams) | each | 708
| 19.14.6 | Stop cock (concealed) (600 grams) | each | 494
| 19.14.7 | Angle valve for basin mixer and geyser points (450 grams) | each | 382
| 19.14.8 | Basin mixer pillar tap with spout (1000 grams) | each | 1248
| 19.14.9 | Kitchen sink mixer with cast swivel spout (1000 grams) | each | 1248
| 19.14.10 | Wall mixer with elegant knob (1400 grams) | each | 1787
| 19.14.11 | Hand shower set with flexible extension pipe | each | 754
| 19.14.12 | Bottle trap set with extension pipes | each | 473
| 19.14.13 | Toilet paper holder | each | 248
| 19.14.14 | Soap dish plate | each | 163
| 19.14.15 | Shower rose (revolving type) (150mm) | each | 269
| 19.14.16 | Towel rail (600mm long x 20mm dia) | each | 338
| 19.14.17 | Towel ring (150 mm dia) | each | 254
| 19.14.18 | Wall mixer (telephonic type) with crutch arrangement for hand shower (1400gms) | each | 1764
| 19.14.19 | Health foscet (hand jet) with flexible connection pipe (for WC) | set | 774
| 19.14.20 | CP brass water jet to be fixed in seat cover of WC with flexible connection pipe | set | 577
314 | 19.15 | Providing and fixing stainless steel drain jali of approved make/quality. | each | 51
315 | 19.16 | Providing and fixing brass/ gun metal gate valve with C.I. wheel of approved quality (screwed end):
| 19.16.1 | 25 mm nominal bore | each | 436
| 19.16.2 | 32 mm nominal bore. | each | 510
| 19.16.3 | 40 mm nominal bore | each | 596
| 19.16.4 | 50 mm nominal bore | each | 762
| 19.16.5 | 65 mm nominal bore | each | 1302
| 19.16.6 | 80 mm nominal bore | each | 1935
316 | 19.17 | Providing and fixing ball valve (brass) of approved quality, High or low pressure, with plastic floats complete :
| 19.17.1 | 15 mm nominal bore | each | 284
| 19.17.2 | 20 mm nominal bore | each | 394
| 19.17.3 | 25 mm nominal bore | each | 432
317 | 19.18 | Providing and fixing gun metal non- return valve (horizontal type) of approved quality (screwed end) :
| 19.18.1 | 25 mm nominal bore | each | 413
| 19.18.2 | 32 mm nominal bore | each | 556
| 19.18.3 | 40 mm nominal bore | each | 688
| 19.18.4 | 50 mm nominal bore | each | 993
| 19.18.5 | 65 mm nominal bore | each | 1776
| 19.18.6 | 80 mm nominal bore | each | 2513
318 | 19.19 | Providing and fixing gun metal non- return valve (vertical type) of approved quality (screwed end) :
| 19.19.1 | 25 mm nominal bore | each | 451
| 19.19.2 | 32 mm nominal bore | each | 608
| 19.19.3 | 40 mm nominal bore | each | 753
| 19.19.4 | 50 mm nominal bore | each | 1088
| 19.19.5 | 65 mm nominal bore | each | 1948
| 19.19.6 | 80 mm nominal bore | each | 2758
319 | 19.20 | Providing and fixing brass ferrule with C.I. mouth cover including boring and tapping the main :
| 19.20.1 | 15 mm nominal bore | each | 202
| 19.20.2 | 20 mm nominal bore | each | 250
| 19.20.3 | 25 mm nominal bore | each | 333
320 | 19.21 | Painting G.I. pipes and fittings with synthetic enamel white paint over a red oxide zinc chromate priming coat, both of approved quality for new work:
| 19.21.1 | 15 mm diameter pipe. | metre | 6.6
| 19.21.2 | 20 mm diameter pipe. | metre | 7.7
| 19.21.3 | 25 mm diameter pipe. | metre | 9.5
| 19.21.4 | 32 mm diameter pipe. | metre | 11.5
| 19.21.5 | 40 mm diameter pipe. | metre | 13.5
| 19.21.6 | 50 mm diameter pipe. | metre | 16.5
321 | 19.22 | Repainting G.I. pipes and fittings with synthetic enamel white paint of approved quality:
| 19.22.1 | 15 mm diameter pipe. | metre | 2.9
| 19.22.2 | 20 mm diameter pipe. | metre | 3.4
| 19.22.3 | 25 mm diameter pipe | metre | 4.5
| 19.22.4 | 32 mm diameter pipe | metre | 5.4
| 19.22.5 | 40 mm diameter pipe | metre | 6.4
| 19.22.6 | 50 mm diameter pipe | metre | 7.5
322 | 19.42 | Providing and placing on terrace (at all floor levels) polyethylene water storage tank ISI : 12701 marked with cover and suitable locking arrangement and making necessary holes for inlet, outlet and overflow pipes but without fittings and the base support for tank | litre | 7.3
323 | 19.43 | Cutting holes more than 20x20 cm and upto 30x30 cm in walls including making good the same : | each | 125
324 | 19.45 | Making chases upto 7.5x7.5 cm in walls including making good and finishing with matching surface after housing G.I. pipe etc. | metre | 46
325 | 19.46 | Making hole upto 20x20 cm and embedding pipes upto 150 mm diameter in masonry and filling with cement concrete 1:3:6 (1 cement : 3 coarse sand : 6 graded stone aggregate 20 mm nominal size) including disposal of malba. | metre | 67.5
326 | 19.47 | Constructing masonry Chamber 30x30x50 cm, inside with modular well burnt clay bricks of 35 kg/ cm² in cement mortar 1:4 (1 cement : 4 coarse sand) for stop cock, with C. I. surface box 100x100 x75 mm (inside) with hinged cover fixed in cement concrete slab 1:2:4 mix (1 cement : 2 coarse sand : 4 graded stone aggregate 20 mm nominal size) necessary excavation foundation concrete 1:5:10 ( 1 cement : 5 fine sand:10 graded stone aggregate 40mm nominal size) and inside plastering with cement mortar 1:3 (1 cement : 3 coarse sand) 12mm thick finished with a floating coat of neat cement complete as per standard design : | each | 754
327 | 19.51 | Constructing masonry Chamber 60x60x75 cm, inside with modular well burnt clay bricks of 35 kg/ cm² in cement mortar 1:4 (1 cement : 4 coarse sand) for fire hydrants, with C.I. surface box 350x350 mm top and 165 mm deep (inside) with chained lid and RCC top slab 1:2:4 mix (1 cement : 2 coarse sand : 4 graded stone aggregate 20 mm nominal size) necessary excavation foundation concrete 1:5:10 (1 cement : 5 fine sand:10 graded stone aggregate 40 mm nominal size) and inside plastering with cement mortar 1:3 (1 cement : 3 coarse sand) 12 mm thick finished with a floating coat of neat cement complete as per standard design : | Each | 4356
328 | 21.18 | Providing and fixing filter of minimum 100 litre capacity for roof top rain water harvesting through tube well consisting of two layered HDPE tank with five layers (each layers of minimum 100 mm) consist of coarse sand, 4mm, 6mm, 8mm & 12 mm gravels with stainless steel wire mesh fixed between each layer with suitable length and sufficient numbers of 110 mm dia PVC pipe pieces in the bottom of tank to support the above layer including fixing of inlet and out let P.V.C. pipe of required diameter upto 2 metre length on each side, Cement Concrete plateform of required size complete as directed by Engineer in charge. (excluding cost of tubewell and inlet and outlet pipe beyond 2 metre) | Ltr. | 18.5
329 | 21.19 | Providing and fixing 80-100 mm dia PVC ball valve for inlet/ outlet of rain water harvesting pipe and filter. | Each | 644
330 | 14.27 | Providing and laying Melamine polish on new wood work (two or more coats) with spray machine after preparing surface by rubbing down smooth with sand papers, preparation of surface, applying 5 to 10 coats of French sprit polish, applying two coats of Melamine sealer and finally applying two coats of Melamine clear as per manufacturers specifications complete: | 469 | Sqm
331 | 8.165 | Providing and fixing factory made uPVC white colour casement/casement cum fixed glazed door comprising of uPVC multichambered frame, sash and mullion (where ever required) extruded profile duly reinfroced with 1.60=0.2 mm thick galvanzed mild steel section made from roll forming process of required length (shape & size according to uPVC profile) uPVC extruded glazing beads of appropriate dimension, EPDM gasket, zinc alloy (White powder coated) 3D hinges and one handle on each side of panels along with zinc plated mild steel multi point locking having transmission gear, cylinder with keeps and one side key, G.I. fasteners 100 x 8 mm size for fixing frame to finished wall and necessary stainless steel screws, etc. profile of frame & sash shall be mited cut and fusion welded at all corners, mullion (if required) shall be also fusion welded including drilling of holes for fixing hardware and drainage of water etc. After fixing frame the gup between frame and adjacent finished wall shall be filled with weather proof silicon sealent over backer rod of required size and of approved quality, all complete as per approved drawing & direction of Engineer-in-Charge. (Single/double glass panes and silicon sealant shall be paid separately vide chapter no. 9.51, 9.58, 9.59 Respectively) Note - For uPVC frame, sash and mullion extruded profile minus 5% tolerance in dimension i.e. in depth & width of profile shall be acceptable.
| 8.165.D.2 | Three track three panels sliding window with fly proof SS wire mesh (Two nos. glazed & one no. wire mesh panels) made of (Small series) frame 92x44 mm & sash 32x60 mm both having wall thickness of 1.9=0.2 mm and single glazing bead of appropriate dimension (Area window upto 1.75 sqm.) | Sqm | 6917
| 8.165.c.1 | Casement door with 3D hinges made of (big series)frame 67x64mm &sash 67x110mm both having wall thickness ogf 2.3+0.2mm and single glazing bead/double glazing bead of appropriate dimension (area of door upto 2.00sqm) | Sqm | 7247.2911
Sub Engineer |  | Sub Divisional Officer P.W.D. Vidihan Sabha Sub Division Raipur (C.G.) | Executive Engineer P.W.D. Vidhan Sabha Division Raipur (C.G.)